## All Immaster
item | descrip | onhand | regprice | stdcost | lastcost | misc10
M01-003-034 | SSub, Housing, SS 316,4 Slot Guards, For 4051195G-100 | 0 | 0 | 278.914 | 0
X0179JA | ENCLOSURE MOUNTING PLATE FOR ENCLOSURE | 23 | 0 | 5.05 | 5.05
33AND908 | Solu,Reagent Grade Water, 1 Liter | 0 | 0 | 0 | 0
FUTU-001 | Elec,pH,Ryton Cap,X-VD,DJ,SPR,No TC,12x110mm,#V-0000-10B | 0 | 0 | 11.077 | 0
C32-030-UR | Sub,Cable,UR,C32,30 Feet,See Note | 0 | 0 | 8.342 | 7.226
PH10-4S2S-FN | Elec,Dolphin,PH,ANTIMONY,W/SMPCB,PT1K,S CONN,FM | 0 | 358.18 | 181.686 | 161.106 | Lab-Ovh
MK7Z-52423211 | Holder,MKVII-Z,Titanium Grade 2, Kalrez O-ring, 24" Insert. | 0 | 0 | 633.396 | 0
M07-019-011 | Sub,Tube,Titanium Sensor,28" Length For MK7Z | 0 | 0 | 73.333 | 0
M07-005-006 | Sub,Tube,PEEK,Tube Spacer,22" Length ,1P07800-22 | 3 | 0 | 75.632 | 101.637 | Lab-Ovh
C15-003-HA | Sub,Cable,HA,C15,3 Feet,Hank:77280014,Cable:99030015 | 0 | 0 | 1.655 | 0 | Lab-Ovh
01X099314 | Elec,pH,SJ,12mm X 115mm ,See Drawing | 5 | 23.65 | 15.701 | 15.27 | Lab-Ovh
01X218988 | Elec,pH,SJ,#PH4G130-3BG2.5 ,See Drawing | 24 | 43.6 | 25.72 | 27.725 | Lab-Ovh
M01-010-073 | Sub,Housing, CPVC, for cap connector, DOW-011 | 0 | 0 | 1.554 | 0
2001152 | Acce,cable,coax 3M,BX/FB-SM03 | 0 | 7.84 | 4.48 | 4.48
M10-004-007 | Sub,Nut,Delrin,1-1/8"-12 TPI For DOW-011 | 0 | 0 | 0.486 | 0
M05-010-018 | Sub,Cap Plug,CPVC,6 Pin Lemo For DOW-011 | 0 | 0 | 0.882 | 0
C13-X77-TC | Sub,Cable,TC,C13,77 inches, Strip and Tin,Cable:99030241 | 0 | 0 | 9.755 | 0
ISTEK-363 | Elec,pH,DJ,XVF,3/4"MPT Ryton,PT1000,#V-AV10E-30BRCA,TuffTip | 0 | 0 | 37.975 | 24.482
MG21505-003B | Elec,Magnesium,DJ,12mmx110mm,Sealed,Epoxy Body | 0 | 1297.17 | 143.084 | 12.054 | Lab-Ovh
00070419-665 | Sub,Cut,Barium, 4.19mm (.165") x 665mm (26.181") Length | 0 | 0 | 0.05 | 0
00071168-421 | Sub,Glass,Barium,11.68mm(.460")ODx0.89mmWall, 421mm Length | 0 | 0 | 0.081 | 0
00071524-033 | Sub,Glass,Barium.600"(15.24mm)x033mm(1.29")Length1.143mmWall | 0 | 0 | 0.007 | 0
7599A1D-095 | Sub,stem,ORP,.25"Pt Band,SJ,Annular,.472"x3.75"L#R077V-P1-01 | 2 | 0 | 13.4 | 14.372
7593A1K-095 | Sub,stem,ORP,.195"Pt Disc,SJ,Annular,.47"x3.75"L#R076V-P1-01 | 6 | 0 | 7.413 | 4.395
00070070-298 | Sub,Cut,Pyrex,.074"ODx.053"ID x 298mm Length, (11.73") | 0 | 0 | 0.002 | 0
V-400B-50H | Elec,pH,X-VD,DJ,TC 100 ohm,3/4"MPT Kynar w/Grd,SPR | 0 | 435.55 | 65.928 | 59.844 | Lab-Ovh
M01-003-035 | Sub,Housing, SS 316,4 Slot Guards, For AWE PES3 | 0 | 0 | 15.385 | 0
77020122 | Connector,Male GSP316,PG16,22.5mm Top Hole Size | 20 | 3.7 | 4.4 | 4.4
M10-001-009 | Sub,Nut, Kynar,6 Slots Style, 12 TPI For Fitting 1600506 | 0 | 0 | 20.761 | 0
M06-001-007 | Sub,Fitting,Kynar Tank Mount 1-1/4"MPT For MKIA | 0 | 260.18 | 7.608 | 0
ISTEK-360 | Elec,Plat,Glass,12X120mm,Refill,Side Arm,#RP45R70-SAS7120 | 22 | 111.84 | 47.801 | 13.863 | Lab-Ovh
ISTEK-361 | Elec,pH,XV,DJ,12x120mm,0.235 Sidearm,Refill,#PH4V570-SAS7120 | 4 | 81.59 | 27.045 | 8.102 | Lab-Ovh
SI1I11C8-130 | Sub,stem,pH,ASG VIII,0.195"x5.10"L#ASAGF-02-01 | 2 | 0 | 1.624 | 0 | Lab-Ovh
ATT6KM-140 | Sub,Test tube with Plat. Disk | 0 | 0 | 7.4 | 0
SI1J5R1A-120-VF | Sub,Stem,pH,VF,120mm Length | 0 | 0 | 0.012 | 0
M01-027-006 | Sub,Housing,PVC Black,Conductivity,INW-018 | 0 | 0 | 6.538 | 0
SI1R1V1B-140-5F | Sub,Stem,pH,5F,140mm Length | 0 | 0 | 0.018 | 0
M01-011-045 | Sub,Housing,Gray PVC,2 O-Rings, B&C SA9100 | 115 | 0 | 0.535 | 0.535 | Lab-Ovh
M02-011-010 | Sub,Cap,PVC,For B&C, SA9100 | 28 | 0 | 0.179 | 0.179 | Lab-Ovh
M01-011-046 | Sub,Housing,Gray PVC,2 O-Rings,Reference, B&C SA9100 | 0 | 0 | 0.784 | 0
C02-020-VX | Sub,Cable,C02,VX,20 Feet,See Note | 6 | 0 | 14.158 | 10.571
CONDC-007 | Elec,Plat,SJ,12x110mm,Glass,Sealed Reference,#RP45110-3B | 0 | 0 | 0 | 0
7795A5NAB-120VD | Sub,pH,DJ,VD,12x120mm Length,1Wick,SideArm | 62 | 0 | 7.055 | 0.062 | Lab-Ovh
C18-006-HA | Sub,Cable,HA,C18,6 Feet,Cable:99030131 Connector:77280014 | 0 | 0 | 2.858 | 0
876PH-SWCN | PH/ORP/ISE INTELLIGENT TRANSMITTER | 0 | 257.14 | 102.696 | 0 | Lab-Ovh
GSA9160 | Sub,Barium,TT for,Elec,Polarographic,#2911901-BJ,Out-put40nA | 0 | 63.87 | 0.753 | 0.413
00070508-008 | Sub,Cut,Barium, 5.08mm (.202") x 008mm (0.314") Length | 0 | 0 | 0 | 0
M17-003-019 | Sub,Pin,316 SS,.061"OD x .210"Length,Cond. K=0.1,C1EB2EL-10H | 0 | 0 | 0.191 | 0.16775 | Lab-Ovh
M10-003-019 | Sub,Nut, 316 S.S., Hex, Knurl, 1/2-20 TPI. | 55 | 0 | 4.895 | 2.79
C3-020-TC | Sub,Cable,TC,C30,20 Feet,Cable:99013315 | 0 | 0 | 11.84 | 0
C27-002-TC | Sub,Cable,TC,C27,2 Feet,Cable:99030043 | 0 | 0 | 0.903 | 0
SI1L1V2A-105-VF | Sub,Stem,pH,DJ,VSF,105mm Length | 0 | 0 | 0.013 | 0
C32-003-HA | Sub,Cable,HA,C32,3 Feet,Connector:77280014,Cable:99030045 | 0 | 0 | 1.06 | 0
871FT-3E4D3T-4V | ELEC,FT CT,IND-HI,1",CARP,PEEK,ANSI150,PT100,W/LUGLESS | 0 | 3291.14 | 3484.86 | 2583.638 | Lab-Ovh
957ND-260-VD | Sub,pH,SJ,VD,12x260mm Length,2ceramic Wick .04,Thick Wall | 23 | 0 | 0.18 | 0.143
M02-004-067 | Sub,Cap, Delrin, NH3, 28 TPI., for Membrane | 364 | 0 | 1.948 | 0.092 | Lab-Ovh
M02-002-011 | Sub,Cap, Ryton, 2- O.D. O-Rings., 2-013 Silicone | 221 | 0 | 3.146 | 0.99 | Lab-Ovh
M18-011-003 | Sub,Adapter, PVC, 3/4"MPT., 1011042 | 0 | 0 | 0.828 | 0
M17-011-001 | Sub,Pin,PVC,Grey,3/16" O.D. X 0.250" Length for T/L adapte | 0 | 0 | 0.022 | 0
M03-001-003 | Sub,Connector,Kynar,spinning cap,O-Ring,3/4"MPT.for CB821 | 0 | 0 | 6.36 | 0
M31-001-004 | Sub,Ring, Black Kynar, Splited For CB821 | 0 | 0 | 0.855 | 0
M17-001-001 | Sub,Pin, Kynar, 3/16" O.D. X 0.350" Length for T/L adapter | 265 | 0 | 0.174 | 0.377 | Lab-Ovh
00200001 | Raw,Washer,Teflon External for Ferm Electrode | 0 | 0 | 0.079 | 0.079
BS805JQ | Ball Valve ASSY | 0 | 3968.57 | 3388.404 | 3426.413 | Lab-Ovh
Y-410E-20H | Elec,pH,X5,DJ,PT1000,3/4"MPT Kynar w/Grd,SPR,(SOL-G) | 2 | 566.88 | 74.574 | 74.574 | Lab-Ovh
SI1G1V1C-125-VD | Sub,Stem,pH,VD,125mm Length | 175 | 0 | 0.01 | 0.009
M02-010-021 | Sub,Cap, CPVC, Knurl, I.D. Threaded 3/4-20 TPI. | 0 | 0 | 1.162 | 0
M10-005-007 | Sub,Nut, Natural Peek, 1-20 TPI. for ELM-163 | 107 | 0 | 5.03 | 5.182
M12-010-004 | Sub,Washer, CPVC, Side Splilted, O.D. 0.700" x 0.085" Thick | 0 | 0 | 0.077 | 0
M01-010-074 | Sub,Housing, CPVC, 4 Slot Guards, 1"MPT. x 3/4-20 TPI. | 0 | 0 | 4.311 | 0
M01-025-004 | Sub,Housing,Aluminum,O.D. 0.610" x 3.050" Length for 8001060 | 13 | 0 | 3.156 | 3.156
M09-025-001 | Sub,Insert,Aluminum, O.D. 0.500" x 0.685" Length for 8001060 | 31 | 0 | 0.202 | 0.417 | Lab-Ovh
M09-009-012 | Sub,Insert, Teflon, O.D. 0.500" X 0900" Length, for 8001060 | 56 | 0 | 0.317 | 0.317 | Lab-Ovh
M12-009-002 | Sub,Washer, Teflon, O.D. 0.485" X 0.240" Thick for 8001060 | 63 | 0 | 0.129 | 0.129
C18-003-TC | Sub,Cable,TC,C18,3 Feet,Cable:99030131,Connector:Strip&Tin | 0 | 0 | 3.433 | 3.437 | Lab-Ovh
310300 | Raw,Chem,Toluene, Anhydrous, 99.8% | 6000 | 0 | 0.031 | 0.031
C2-003-TC | Sub,Cable,TC,C2,3 Feet,Cable:99030517, Connector: Strip Tin | 0 | 0 | 5.047 | 5.047 | Lab-Ovh
ELH-146 | Elec,Bromide,DJ,12mmx110mm,Refill,Glass body,#BR01502-003B | 0 | 0 | 14.62 | 10.989
ELH-147 | Acce,Kit,Bromide,Ref Fill,ISA,Std,Syringe,strips,#BR0002K | 0 | 0 | 4.051 | 0
S095Y | Elec,Plat,DJ,SPR,12x225mm,Wick,#I-19W0-S8-225 | 0 | 0 | 37.128 | 0
CB821DATC-150HS | Acce,Cable,Differential Amplifier Built-in for #P821 Style | 0 | 0 | 127.726 | 0
C29-010-WD | Sub,Cable,WD,C29,10 Feet,See Note | 0 | 0 | 7.329 | 0
AREF75N-063 | Sub,Mono,Reference | 0 | 0 | 0.027 | 0
M38-003-005 | Sub,Flange, 316 S.S., 2" #150, Raise Face for Weld | 0 | 0 | 166.478 | 28.43
C24-003-TC | Sub,Cable,TC,C24,3 Feet,Strip&Tin,Cable:99220082 | 0 | 0 | 1.755 | 0
M09-003-015 | Sub,Insert, 316 SS For Weld to Flange 2"-#150 | 0 | 0 | 9.847 | 4.35
M06-001-009 | Sub,Fitting,Black Kynar 1-1/4" MPT W/O-Ring,For MKVIIK | 10 | 0 | 41.967 | 0
AREF85N-045 | Sub,Mono,Reference,045mm Length | 0 | 0 | 0.01 | 0
RPP5130-3B | Elec,Plat,SJ,12mmX115mm,Sealed Reference,Polycarbonate | 0 | 0 | 29.058 | 10.347
YVL05A0251 | Elec,pH,XVD,DJ,T/L,TC 100 ohm,SPR,#V-100B-10H | 0 | 0 | 24.218 | 9.468
C17-003-VA | Sub,Cable,VA,C17,3Inches,Cable:99031126,Lemo: 77020250 | 0 | 0 | 33.372 | 0
00070597-036 | Sub,Cut,Barium, 5.97mm (.235") x 036mm (1.417") Length | 0 | 0 | 0.003 | 0
1951020THSK | Holder,Lock & Load,316L SS,F/PG13.5,6375 Simriz O-rings | 0 | 0 | 135.814 | 71.725
C32-003-ZD | Sub,Cable,ZD,C32,3 Feet,See Note | 0 | 0 | 6.484 | 0
00070635-049 | Sub,Cut,Barium, 6.35mm (.250") x 049mm (1.929") Length | 0 | 0 | 0.005 | 0
00070508-048 | Sub,Cut,Barium, 5.08mm (.202") x 048mm (1.929") Length | 0 | 0 | 0.004 | 0
M05-010-019 | Sub,Cap Plug, CPVC, for 6" Nipple, S7 connector | 145 | 0 | 0.154 | 0.105
C32-004-AB | Sub,Cable,AB,C32,4 Feet,See Note | 0 | 0 | 15.291 | 0
310280NN | Sub,Ag Wire,.01" Diameter,280mm Length | 0 | 0 | 0.32 | 0
00070013-055 | Sub,Cut,Pyrex Glass,20mm OD x 1.2mm Wall x 055mm Length | 0 | 0 | 0.553 | 0
00070119-125 | Sub,Cut,Barium, 11.9mm (.469") x 125mm (4.921") Length | 0 | 0 | 0.042 | 0
00070508-063 | Sub,Cut,Barium, 5.08mm (.202") x 063mm (2.48") Length | 0 | 0 | 0.004 | 0
00070241-142 | Sub,Cut,Barium, 2.41mm (.095") x 142mm (5.59") Length | 0 | 0 | 0.003 | 0
M05-004-021 | Sub,Cap Plug,Delrin,For Tee Brass Plated | 93 | 0 | 1.372 | 0.046 | Lab-Ovh
C3-150-TC | Sub,Cable,TC,C30,150 feet,Cable:99013315 | 0 | 0 | 86.884 | 0
3405001001-O | Elec,pH,XV,DJ,12x115mm,Frit,Guard,Medium Cap,#V-7000-3B | 0 | 0 | 16.181 | 0 | Lab-Ovh
3405001013-O | Elec,Potassium,DJ,12X110mm,Blue Epoxy body,Sealed | 0 | 0 | 27.997 | 0
3405001010-O | Elec,Calcium,DJ,12mmX110mm,Blue Epoxy Body,Sealed | 0 | 0 | 36.895 | 0
3405001011-O | Elec,Chloride,DJ,12mmX110mm,Blue Epoxy Body,Sealed | 0 | 0 | 29.374 | 0
3405001012-O | Elec,Magnesium,DJ,12mmx110mm,Blue Epoxy Body,Sealed | 0 | 0 | 135.505 | 0
I-2000-S1-LP | Transmitter,VLC,DCPower,1xAnalog | 8 | 2025.5 | 651.277 | 565.723 | Lab-Ovh
00054423-130 | Sub,Cut,Tubing, Epoxy Smokey Gray .472"OD x 130mm length | 0 | 0 | 0 | 0
ELM-165 | Elec,pH,DJ,XVD,K2S04 Polymer,CPVC Elmacron,#192V720CSXK220B | 0 | 0 | 0 | 0
BS808BK | Toroid Sensor Assy, LR 3", IND 300 | 0 | 0 | 1495.157 | 0
193V734-010B | Elec,pH,XVF,Blue Cap,1/2"MNPT,0.7" Stick Out,Tuff Tip | 0 | 0 | 0 | 0
WJF-205 | Elec,Plat,TB557,SPR,Kynar/Viton,Nipple,#5606619N-2B | 2 | 358.35 | 65.565 | 50.054 | Lab-Ovh
00070597-102 | Sub,Cut,Barium, 5.97mm (.235") x 102mm (4.015") Length | 0 | 0 | 0.013 | 0
ENV-40-DO-8CM | Elec,Oxygen,Galvanic,Zinc Anode,AG Cat,No TC,8CM cable,SMA | 0 | 86.95 | 40.537 | 22.544
4IM00242 | Raw, Info Document, KCL Creep Card | 6516 | 0 | 0.019 | 0.019
510025NN | Sub,PT. wire, 025mm Length, No dip | 0 | 0 | 1.348 | 0
C2-002-WK | Sub,Cable,WK,C2,2 Feet, See Notes | 0 | 0 | 2.489 | 0
M38-003-006 | Sub,Flange, 316 S.S.,2" #150, Raise Face for Weld to Fitting | 0 | 0 | 166.478 | 28.43
SM1MHCL | Solu,Starting Material, 1M HCl, 1 Liter | 0 | 0 | 0 | 0
871PH-1A1A-3-25 | ELEC,871PH-1A1A-3, 25FT cable length | 0 | 484.44 | 254.648 | 274.258 | Lab-Ovh
871PH-2A1A-3 | ELEC,PH,CPVC,DOME BULB,W/PCB,PT100,TI,CERAMIC JCT,CABLE SO | 0 | 485.79 | 257.099 | 0 | Lab-Ovh
SM1MHNO3 | Solu,Starting Material, 1M HNO3 (Nitric acid), 1L | 0 | 0 | 0 | 0
M18-001-009 | Sub,Adapter,Black Kynar,1"MPT For T/L Electrode,1600143G | 21 | 0 | 26.059 | 23.079
957NDDN-235 | Sub,SJ,ThickWall,0.04"Ceramic2Wick33380040F,PlatB.12mmx235mm | 0 | 0 | 15.624 | 6.395
00070083-134 | Sub,Cut,Barium, 8.3mm (.325") x 134mm (5.27") Length | 0 | 0 | 0.017 | 0
00070711-152 | Sub,Cut,Barium, 7.11mm (.280") x 152mm (5.98") Length | 0 | 0 | 0.023 | 0
00070711-157 | Sub,Cut,Barium, 7.11mm (.280") x 157mm (6.181") Length | 0 | 0 | 0.024 | 0
00070711-147 | Sub,Cut,Barium, 7.11mm (.280") x 147mm (5.787") Length | 0 | 0 | 0.023 | 0
00070419-148 | Sub,Cut,Barium, 4.19mm (.165") x 148mm (5.8267") Length | 0 | 0 | 0.011 | 0
CONDI3400-051 | Acce,Measuring Module,Conductivity for Protos | 0 | 0 | 792 | 792
00070597-134 | Sub,Cut,Barium, 5.97mm (.235") x 134mm (5.275") Length | 0 | 0 | 0.017 | 0
00070711-012 | Sub,Cut,Barium, 7.11mm (.280") x 012mm (.472") Length | 0 | 0 | 0.002 | 0
00070083-145 | Sub,Cut,Barium, 8.3mm (.325") x 145mm (5.708") Length | 0 | 0 | 0.018 | 0
144007-0001 | Sub,Silicone Tubing,0.75"OD x 0.625"IDx0.23"L#RCABA-04-07 | 223 | 0 | 0.618 | 0.08 | Lab-Ovh
M09-002-062 | Sub,Insert,Ryton,Teflon Junt.TuffTip,.28&.165 Gls,0.9"insert | 0 | 0 | 12.011 | 0 | Lab-Ovh
M26-017-012 | Sub,Junction,Porous Teflon,OD 0.410"x0.35"L,0.230"ID | 111 | 0 | 2.738 | 1.201 | Lab-Ovh
M02-004-074 | Sub,Cap,Delrin,10mm,For PRCV2J0-3B-100 | 0 | 0 | 0.261 | 0
00070584-123 | Sub,Cut,Barium, 5.84mm (.230") x ,123mm (4.842") Length | 0 | 0 | 0.011 | 0
00071194-167 | Sub,Cut,Barium, 11.94mm (.470") x 167mm (6.57") Length | 0 | 0 | 0.08 | 0
00071194-176 | Sub,Cut,Barium, 11.94mm (.470") x 170mm (6.929") Length | 0 | 0 | 0.089 | 0
WQ300-CL | Elec,ISE,CL,Blk PC,Solid State,DJ,DualPhoneJack,Cust Supply | 9 | 150.98 | 72.684 | 72.229 | PROX Lab
S-5826100-01 | Sub, 5826100 graphite cell assy,DWG:CTH2X-06-01 | 13 | 0 | 8.78 | 8.78 | Lab-Ovh
00070368-457 | Sub,Cut,Barium, 3.68mm (.145") x 457mm (17.99") Length | 0 | 0 | 0.019 | 0
7792A1K-088 | Sub,stem,ORP,0.195"Pt Disc,DJ,Anulr,0.47"x3.45"L,0.195#R0771 | 2 | 0 | 7.354 | 0
00070368-609 | Sub,Cut,Barium, 3.68mm (.145") x 609mm (24") Length | 0 | 0 | 0.022 | 0
C20-003-DK1 | Sub,Cable,DK,C20, 3 Feet,8 pin Din 77020278,for 35412-10 | 0 | 0 | 5.55 | 0
BS812MU | ACCE,PTFE COLLAR KIT MONEL | 0 | 300.8 | 85.874 | 85.943 | Lab-Ovh
00070508-220 | Sub,Cut,Barium, 5.08mm (.202") x 220mm (8.66") Length | 0 | 0 | 0.019 | 0
00071194-075 | Sub,Cut,Barium, 11.94mm (.470") x 075mm (2.9") Length | 0 | 0 | 0.036 | 0
00071194-162 | Sub,Cut,Barium, 11.94mm (.470") x 162mm (6.377") Length | 0 | 0 | 0.078 | 0
00070419-203 | Sub,Cut,Barium, 4.19mm (.165") x 203mm (7.99") Length | 0 | 0 | 0.017 | 0
00070508-228 | Sub,Cut,Barium, 5.08mm (.202") x 228mm (8.97") Length | 0 | 0 | 0.02 | 0
00070508-165 | Sub,Cut,Barium, 5.08mm (.202") x 165mm (6.5") Length | 0 | 0 | 0.014 | 0
00070508-178 | Sub,Cut,Barium, 5.08mm (.202") x 178mm (7.0") Length | 0 | 0 | 0.016 | 0
RH54-3FD-GD | ELEC,pH/ORP, ABS BK,ASGVII/Gold DISC,1/2"NPT,PT1K,DJ,CE,1M,T | 0 | 0 | 50 | 50 | Lab-Ovh
CHEMA-056 | Elec,Plat,DJ,12mmx80mm,Glass,Sealed Reference,#2779878-100CD | 0 | 0 | 61.528 | 26.105
00070083-197 | Sub,Cut,Barium, 8.3mm (.325") x 197mm (7.755") Length | 0 | 0 | 0.024 | 0
44132000 | Raw,Gray Foam Packing for I-2000 Meter | 63 | 4.08 | 4.08 | 4.08
ELM-166 | Elec,Temp Comp,#1921096-40TV124,4 wires PT100, All CPVC | 1 | 96.9 | 42.532 | 41.692 | PROX Lab
ELM-167 | Elec,Cond,K=1.0,SS,PT100,Elmacron housing,#1921396S-40TV12 | 2 | 130.18 | 25.455 | 10.085
ELM-168 | Elec,Cond,K=1.0,Graphite,CPVC,ElmacronHousing,#1921396-40T | 1 | 76.58 | 8.562 | 5.958
KVL-434 | Elec,pH,X5D,DJ,PT100,Titanium/Kynar/Viton,1x6",Live Tap | 0 | 0 | 67.999 | 23.847
KVL-437 | Elec,pH,XVD,DJ,PVC,See Drawing | 0 | 0 | 14.295 | 0
00070597-152 | Sub,Cut,Barium, 5.97mm (.235") x 152mm (6") Length | 0 | 0 | 0.018 | 0
7594AA-5D | Sub,pH,SJ,5,12x120mm Length | 51 | 0 | 0.07 | 0.044
7793A1D-113 | Sub,stem,ORP,.25"Pt Band,DJ,Anlr,.47"x4.43"L#R076C-01-01 | 0 | 0 | 13.477 | 0
OSP-HON-01 | Outside Processing Gun Drilling for MK | 0 | 0 | 200 | 200
00071194-133 | Sub,Cut,Barium, 11.94mm (.470") x 133m (5.31") Length | 0 | 0 | 0.069 | 0
M03-044-004 | Sub,Q Connector,Cap,Brass,0.48"ODx0.55"L,Internal 3/8"-24TPI | 31 | 0 | 0.787 | 0.238
BS809TT | BVI,CABLE SENSOR 871CR | 0 | 0 | 0 | 0
CYCLOPS-229 | Elec,pH,X-VD,DJ,1/2" Housing,SPR,#V-8000-4B | 0 | 121.79 | 36.257 | 10.108 | PROX Lab
GATESCI-005 | Sub,Ref,DJ,Half-Cell,4mm x 15mm, Filled and Sealed | 105 | 25 | 1.686 | 0.23
SM9216667 | Solu,Starting Material, 6,667 uS/cm Cond Standard, 1L | 0 | 0 | 0 | 0
7317ADN-130 | Sub,pH,Mono,Plat,12x130mm Length | 0 | 0 | 15.524 | 10.717
00070711-154 | Sub,Cut,Barium, 7.11mm (.280") x 154mm (6.01") Length | 0 | 0 | 0.024 | 0
871PH-1F1A-310M | Elec,871PH-1F1A-3, 10M cable length | 0 | 496.01 | 264.479 | 296.92 | Lab-Ovh
00070508-145 | Sub,Cut,Barium, 5.08mm (.202") x 145mm (5.7") Length | 0 | 0 | 0.011 | 0
871PH-3A3A-3 | Elec,pH,Ryton,Bulb,w/PCB,PT1k,TI,Ceramic,Rytonjct,CablePERSO | 0 | 0 | 175.893 | 0
00070597-170 | Sub,Cut,Barium, 5.97mm (.235") x 170mm (6.9") Length | 0 | 0 | 0.017 | 0
00070241-180 | Sub,Cut,Lead, .245" x 180mm (7.10") Length | 0 | 0 | 0.003 | 0
00070508-350 | Sub,Cut,Barium, 5.08mm (.202") x 350mm (13.77") Length | 0 | 0 | 0.029 | 0
00071194-250 | Sub,Cut,Barium, 11.94mm (.470") x 250mm (9.9") Length | 0 | 0 | 0.128 | 0
00070508-280 | Sub,Cut,Barium, 5.08mm (.202") x 280mm (11.02") Length | 0 | 0 | 0.021 | 0
00070508-265 | Sub,Cut,Barium, 5.08mm (.202") x 265mm (10.433") Length | 0 | 0 | 0.021 | 0
00071194-207 | Sub,Cut,Barium, 11.94mm (.470") x 207mm (8.14") Length | 0 | 0 | 0.107 | 0
00070508-320 | Sub,Cut,Barium, 5.08mm (.202") x 320mm (12.59") Length | 0 | 0 | 0.026 | 0
00071194-237 | Sub,Cut,Barium, 11.94mm (.470") x 237mm (9.33") Length | 0 | 0 | 0.119 | 0
00070419-260 | Sub,Cut,Barium, 4.19mm (.165") x 260mm (10.23") Length | 0 | 0 | 0.021 | 0
00071194-288 | Sub,Cut,Barium, 11.94mm (.470") x 288mm (11.33") Length | 0 | 0 | 0.149 | 0
00070419-420 | Sub,Cut,Barium, 4.19mm (.165") x 420mm (16.53") Length | 0 | 0 | 0.032 | 0
00071524-015 | Sub,Cut,Barium.600"(15.24mm)x015mm(.580")Length 1.143mmWal | 0 | 0 | 0.006 | 0
00071194-397 | Sub,Cut,Barium, 11.94mm (.470") x 397mm (15.62")Length | 0 | 0 | 0.205 | 0
00070419-500 | Sub,Cut,Barium, 4.19mm (.165") x 500mm (19.68") Length | 0 | 0 | 0.038 | 0
00070711-006 | Sub,Cut,Barium, 7.11mm (.280") x 005mm (.232") Length | 0 | 0 | 0.002 | 0
CB821-030HS | Assembly, Detachable Kynar for 455,456,457,458 Electrodes | 0 | 0 | 54.587 | 0
M17-003-020 | Sub,Pin,SS 316L,Conductivity Drill hole For T.C., ELM-053 | 139 | 0 | 2.539 | 0.786 | Lab-Ovh
00070241-104 | Sub,Cut,Barium, 2.41mm (.095") x 104mm (4.09") Length | 0 | 0 | 0.002 | 0
00070083-315 | Sub,Cut,Barium, 8.3mm (.325") x 315mm (12.40") Length | 0 | 0 | 0.039 | 0
00071194V-033 | Sub,Cut,Barium,,11.94mm (.470") x 033mm (1.29")3.6mmX.700RH | 0 | 0 | 0.018 | 0
00070103-080 | Sub,Cut,Barium, 10.3mm (.405") x 080mm (3.15") Length | 0 | 0 | 0.013 | 0
00070241-117 | Sub,Cut,Barium, 2.41mm (.095") x 117mm (4.55") Length | 0 | 0 | 0.002 | 0
00070711-062 | Sub,Cut,Barium, 7.11mm (.280") x 062mm (2.4") Length | 0 | 0 | 0.01 | 0
00070103-120 | Sub,Cut,Barium, 10.3mm (.405") x 120mm (4.75") Length | 0 | 0 | 0.02 | 0
GH4500C-45 | Sub,Special Glass For H4500C-45, See Note | 0 | 0 | 0.071 | 0
00071194-109 | Sub,Cut,Barium, 11.94mm (.470") x 109mm (4.32") Length | 0 | 0 | 0.057 | 0
00070787-009 | Sub,Cut,Barium, 7.87mm (.310") x 009mm (0.38") Length | 0 | 0 | 0.001 | 0
NS-BULB-NA | NA Sodium, pH Glass Formulation | 0 | 0 | 0 | 0
00070508-130 | Sub,Cut,Barium, 5.08mm (.202") x 135mm (5.12") Length | 0 | 0 | 0.011 | 0
00071194-387 | Sub,Cut,Barium, 11.94mm (.470") x 387mm (15.236")Length | 0 | 0 | 0.199 | 0
00070508-485 | Sub,Cut,Barium, 5.08mm (.202") x 485mm (19.094") Length | 0 | 0 | 0.038 | 0
00071194-370 | Sub,Cut,Barium, 11.94mm (.470") x 370mm (14.56")Length | 0 | 0 | 0.19 | 0
00070508-500 | Sub,Cut,Barium, 5.08mm (.202") x 500mm (19.685") Length | 0 | 0 | 0.04 | 0
00071194-520 | Sub,Cut,Barium, 11.94mm (.470") x 520mm (20.477") Length | 0 | 0 | 0.267 | 0
00071194-440 | Sub,Cut,Barium, 11.94mm (.470") x 440mm (17.322") Length | 0 | 0 | 0.229 | 0
00071194-363 | Sub,Cut,Barium, 11.94mm (.470") x 363mm (14.29")Length | 0 | 0 | 0.188 | 0
00070508-750 | Sub,Cut,Barium, 5.08mm (.202") x 750mm (29.527") Length | 0 | 0 | 0.06 | 0
00071194-620 | Sub,Cut,Barium, 11.94mm (.470") x 620mm (24.409") Length | 0 | 0 | 0.326 | 0
S-DNHKV-01 | Sub,Salt Bridge Assy,Clear PVC,0.26"ODx1.22"L#SALTB-06-01 | 0 | 0 | 10.053 | 7.415
00070419-450 | Sub,Cut,Barium, 4.19mm (.165") x 450mm (17.71") Length | 0 | 0 | 0.037 | 0
00071194-312 | Sub,Cut,Barium, 11.94mm (.470") x 312mm (12.28")Length | 0 | 0 | 0.16 | 0
00071524-063 | Sub,Cut,Barium.600"(15.24mm)x063mm(2.48")Length 1.143mmWal | 0 | 0 | 0.025 | 0
00071194-403 | Sub,Cut,Barium, 11.94mm (.470") x 403mm (15.866") Length | 0 | 0 | 0.208 | 0
00070419-520 | Sub,Cut,Barium, 4.19mm (.165") x 520mm (20.47") Length | 0 | 0 | 0.04 | 0
00070419-530 | Sub,Cut,Barium, 4.19mm (.165") x 530mm (20.866") Length | 0 | 0 | 0.042 | 0
00071194-253 | Sub,Cut,Barium, 11.94mm (.470") x 253mm (9.93") Length | 0 | 0 | 0.131 | 0
00070584-125 | Sub,Cut,Barium, 5.84mm (.230") x 125mm (4.913") Length | 0 | 0 | 0.01 | 0
00070584-095 | Sub,Cut,Barium, 5.84mm (.230") x 095mm (3.5") Length | 0 | 0 | 0.009 | 0
COLE-396 | Elec,pH,Ryton Cap,X-VD,DJ,SPR,No TC,12x110mm,#V-0000-10B | 5 | 98.27 | 15.407 | 4.016 | Lab-Ovh
COLE-397 | Elec,pH,X2,DJ,ABS Pipe,#3983706-030B | 0 | 0 | 0 | 0
KVL-436 | Elec,pH,DJ,X5D,Wick Junction,PT100,12X225mm,See Drawing | 0 | 0 | 24.395 | 14.911
00070597-127 | Sub,Cut,Barium, 5.97mm (.235") x 126mm (5.119") Length | 0 | 0 | 0.014 | 0
S5701AA-080-2D | Sub,pH,DJ,2D,AutoClaveAble,080mmALength | 0 | 0 | 0.059 | 0
S5701AA-300-2D | Sub,pH,DJ,2D,AutoClaveAble,300mmALength | 0 | 0 | 0.093 | 0
00070597-138 | Sub,Cut,Barium, 5.97mm (.235") x 138mm (5.45") Length | 0 | 0 | 0.017 | 0
00071194V-140 | Sub,CutGlass,Barium,Refill.700,.470"OD x 140mm(5.5")Length | 0 | 0 | 0.069 | 0
00070787-077 | Sub,Cut,Barium, 7.87mm (.310") x 077mm (3.01") Length | 0 | 0 | 0.008 | 0
520015NN | Sub,Plat. Wire,015mm Length | 0 | 0 | 3.114 | 0
C35B270-10H | Elec,Cond, K=0.1,SS316/PEEK,PT100,3/4"MPT,7"Ins,10FT | 0 | 445 | 150.736 | 146.874 | Lab-Ovh
00071194V-063 | Sub,Cut,Barium, 11.94mm (.470") x 063mm (2")3.6mmX.700RH | 0 | 0 | 0.032 | 0
00070597-040 | Sub,Cut,Barium, 5.97mm (.235") x 040mm (1.59") Length | 0 | 0 | 0.011 | 0
00071194V-072 | Sub,Cut,Barium,11.94mm (.470") x 072mm (2.85") Length,Refill | 0 | 0 | 0.036 | 0
00070241-400 | Sub,Cut,Barium, 2.41mm (.095") x 400mm (15.748") Length | 0 | 0 | 0.009 | 0
00071194-358 | Sub,Cut,Barium, 11.94mm (.470") x 358mm (14.09")Length | 0 | 0 | 0.181 | 0
00070241-340 | Sub,Cut,Barium, 2.41mm (.095") x 340mm (13.38") Length | 0 | 0 | 0.008 | 0
00071194-210 | Sub,Cut,Barium, 11.94mm (.470") x 210mm (8.3") Length | 0 | 0 | 0.048 | 0
00070597-108 | Sub,Cut,Barium, 5.97mm (.235") x 108mm (4.33") Length | 0 | 0 | 0.013 | 0
00070368-130 | Sub,Cut,Barium, 3.68mm (.145") x 130mm (5.1") Length | 0 | 0 | 0.005 | 0
M01-003-036 | Housing,SS,1"NPT,F/PG13.5,For 12x120mm Elec,VitonO-Ring | 0 | 729.96 | 13.055 | 0
COLE-398 | Elec,pH,XVB,Graphite,PT1K,#TP561GSV10S20EB | 0 | 0 | 31.008 | 19.796
ISTEK-364 | Elec,Cond,K=0.1,316 L SS, PT1K,#C621-3-2-2-30T | 0 | 130.2 | 80.108 | 12.519 | PROX Lab
ISTEK-365 | Elec,Cond,K=1.0,316 SS,PT1K,3/4"MPT,#C621-2-2-2-030T | 0 | 0 | 76.752 | 0 | Lab-Ovh
V-BV10B-40BH | Elec,pH,XVF,DJ,3/4"NPT CPVC,PT100,Ceramic Tuff Tip | 0 | 0 | 50.8 | 20.546 | Lab-Ovh
M4-Z13661100 | Assembly,LiveTap,316SS/Viton,36"TubeLength,BV,w/HandTightFiT | 0 | 888.52 | 412.275 | 306.035
00070787-176 | Sub,Cut Tube, Barium Glass, .310" x 173mm (6.929") Length | 0 | 0 | 0.019 | 0
00071194-478 | Sub,Cut,Barium, 11.94mm (.470") x 478mm (18.81") Length | 0 | 0 | 0.208 | 0
7593A5NA-5 | Sub,pH,SJ,5,12x120mm Length,.165 Int. | 0 | 0 | 0.11 | 0
00071194V-100 | Sub,Cut,Barium,11.94mm (.470") x 100mm (4.0")Length,Refil | 0 | 0 | 0.053 | 0
00071194V-117 | Sub,Cut,Barium, 11.94mm (.470") x 117mm (4.16")3.6mmX.700RH | 0 | 0 | 0.039 | 0
PHPE130-10B | Elec,pH,X5,SJ,12mmX115mm,Sealed Reference,Polycarbonate | 0 | 0 | 8.549 | 3.889
SI1R1V2L-137 | Sub,Stem,pH,NoBulb,DJ,137mm Length | 0 | 0 | 0.017 | 0
876PH-SWFN-7 | PH/ORP/ISE INTELLIGENT TRANSMITTER | 0 | 263.12 | 112.225 | 107.304 | Lab-Ovh
CC-RG-59-66S8 | Acce,Wiring Adpater,5mm cable, SN6 to SN6, #9001099-066CD | 3 | 129.57 | 45.35 | 45.35 | Lab-Ovh
CONDUC-01-3B | Elec,pH,XVD,DJ,12mmX115mm,Refillable,Epoxy,PH7V470-3B | 26 | 42.77 | 19.436 | 17.846 | Lab-Ovh
OXE2-MINIDIN | Elec,Polarographic,Delrin,1.6 uA,2-10K Therm,#D-P534VFJ-10T | 1 | 342.12 | 100.288 | 153.232
CONDUC-03-3B | Elec,pH,XVF,DJ,12mmX115mm,Refillable,Epoxy Body,Flat Surface | 1 | 58.37 | 26.108 | 26.108 | PROX Lab
3921060P | Submersion,Elect Holder,CPVC,2 Piece Gland,3.67"Extension | 0 | 153.35 | 37.156 | 0 | Lab-Ovh
ELM-169 | Elec,pH,XVF,Tuff Tip,Ceramic,3/4"MNPT Ryton,#V-AV100-20B | 1 | 130.12 | 21.331 | 21.082
22172050 | Raw, O-Ring,Viton,#122, square section,1170N65 | 1 | 0 | 2.85 | 2.85
CHEMA-057 | Elec,Plat,DJ,3/4"MPT CPVC,Cer,Tuff Tip,PT100,#V-B910B-20BH | 0 | 0 | 0 | 0
00070419-028 | Sub,Cut,Barium, 4.19mm (.165") x 028mm (1.10") Length | 0 | 0 | 0.002 | 0
CONDUC-05-10B | Elec,pH,Ryton Cap,X-VD,DJ,SPR,No TC,12x80mm,#V-0010-10B | 2 | 106.58 | 20 | 18.589 | Lab-Ovh
875CR-D3Z-A | CT/RESISITVITY ANALYZER,24VDC,SURFACE,NOCERT,STORM DOOR | 0 | 365.24 | 139.461 | 936.442 | Lab-Ovh
V-400B-25BT | Elec,pH,X-VD,DJ,TC 100 ohm,3/4"MPT Kynar w/Grd,SPR | 5 | 331.93 | 51.962 | 48.295 | Lab-Ovh
M4-Z13661100214 | Assembly,LiveTap,316SS/Viton,36"TubeLength,BV,w/HandTightFiT | 0 | 1029.88 | 0 | 0
15070115 | Valve,Ball,1-1/2"Hastaloy C,FNPT,Full Port,3 pc,Lever Handle | 0 | 0 | 2062.5 | 1650
00040041 | Nipple,1-1/2"Hastaloy C,Full Threads,NPT | 0 | 0 | 162.5 | 130
00070368-025 | Sub,Cut,Barium, 3.68mm (.145") x 025mm (.98") Length | 0 | 0 | 0 | 0
CHEMA-058 | Elec,Plat,DJ,3/4"MPT CPVC,Cer,Tuff Tip,#V-B9100-20H | 0 | 0 | 24.998 | 8.97
7596AA-090-5 | Sub,pH,SJ,5,12x090mm Length | 0 | 0 | 0.057 | 0
35608-74 | Elec,Cond,K=1.0,Plat,epoxy#5731302-3A1-3I8,12x110,30K,8 pin | 2 | 98.85 | 64.227 | 64.227 | Lab-Ovh
AMPS-K | ELEC,Module,ISE,K,mono#MD0009-1 | 0 | 550 | 21.796 | 0 | Lab-Ovh
BS814KK-F060 | SMART SENSOR PATCH CORD - 60FT, HIGH TEMP | 0 | 766.12 | 207.429 | 218.891 | Lab-Ovh
15380438 | MRO,Syringe Barrel,Natural 30cc | 500 | 0.65 | 0.65 | 0.65
310170NB | Sub,Ag Wire,.01" Diameter,170mm Length Anodized & AgCl Dip | 0 | 0 | 0.194 | 0
S-876EC | Sub,Housing/Bezel,for 876EC series Transmitter | 0 | 0 | 19.711 | 19.711 | Lab-Ovh
00070241-630 | Sub,Cut,Barium , .245" x 630mm Length | 0 | 0 | 0.015 | 0
00070241-530 | Sub,Cut,Barium, 2.41mm (.095") x 530mm Length | 0 | 0 | 0 | 0
450297-BLU-0003 | Sub,Tube,35small 12mmPC Blue,added Bushing Step#R0SMN-04-02- | 2 | 0 | 0.775 | 0.527
XS004GB | FLANGE,BLIND,2",SS,150 # 44695K116 | 0 | 350 | 350 | 0
VLREPAIR-001 | Service,Van London Equipment Repair,See Notes | 0 | 0 | 0 | 0
KVL-712 | Elec,pH,X5D,DJ,T/L,TC 100 ohm,SPR,Solution Ground,F6 | 0 | 0 | 57.031 | 24.035 | Lab-Ovh
503010 | Raw,PROBE BODY,1.95"ODx 8"L,Black ASA757G,R-6,RHGAP-04-01 | 840 | 0 | 3.2027 | 2.785
SIG1V1C-127-1 | Sub,Stem,pH,1,127mm Length | 0 | 0 | 0.01 | 0.0055
00070368-410 | Sub,Cut,Barium, 3.68mm (.145") x 410mm (16.14") Length | 0 | 0 | 0 | 0
05290022 | Raw,Chem, Iodine | 82 | 0 | 0.96 | 0.96
00070368-215 | Sub,Cut,Barium, 3.68mm (.145") x 215mm (8.464") Length | 0 | 0 | 0 | 0
V-906E | Elec,pH,X-VF,DJ,TC 1000 ohm,1" MPT,LCJ,SPR,Tuff Tip | 0 | 0 | 43.425 | 12.052
AGCL-A | Raw Material, Ag Powder, AgCl/Silver powder mix | 0 | 0 | 0 | 0
AGCL-B | Raw Material, Ag Powder, AgCl/KCl/Silver powder mix | 0 | 0 | 0 | 0
R001070 | Solu,Galvanic DO Fill Solution with PG, pH10, 125 mL | 0 | 0 | 0.916 | 0
00284223 | Raw, UV-RESISTANT SOFT EPDM RUBBER TUBING,BLK,1/2"ID,5/8"OD | 50 | 0 | 2.58 | 2.58
COND-102 | Elec,Cond,K=1.0,#57313013410T,12X110,Graphite,10K,NoTCTube | 3 | 47.61 | 23.638 | 2.025 | PROX Lab
SI1G1V1C-127-5 | Sub,Stem,pH,5,127mm Length | 0 | 0 | 0.01 | 0
SI1R1V2B-140-5D | Sub,Stem,pH,DJ,5D,140mm Length | 0 | 0 | 0.018 | 0.014
SI1G4L1A-125-VF | Sub,Stem,pH,VF,4.19mm(.165") OD X 125mm Length | 56 | 0 | 0.011 | 0.01
SI1G1V1C-127-1 | Sub,Stem,pH,1,127mm Length | 0 | 0 | 0.01 | 0.006
THERMO-002 | Elec,Cond,K=0.01,PT1000,SS,Nylon,#2751371-12-3T | 7 | 80.75 | 53.067 | 53.067 | PROX Lab
2010456S-3 | Acce,Cable,4 Pin DL to Hanked,3' Length,L/N &2Conductor,S=ZV | 0 | 0 | 14.002 | 12.3867
C2-040-HA | Sub,Cable,HA,C2,40 Feet,Connector:77280014,Cable:99030517 | 0 | 0 | 25.963 | 0
C2-040-BC | Sub,Cable,BC,C2,40 Feet, See Notes | 0 | 0 | 25.844 | 0
C32-100-CJ | Sub,Calbe,CJ,C32,100 Feet,See Note | 0 | 0 | 28.548 | 0
C32-002-BD | Sub,Cable,C32,BD,2 Feet,See Note | 0 | 0 | 2.925 | 1.421 | Lab-Ovh
SI1G4O1B-127-NA | Sub,Stem,pH,3,127mm Length | 0 | 0 | 0.011 | 0
00070419-115 | Sub,Cut,Barium, 4.19mm (.165") x 114mm (4.500") Length | 0 | 0 | 0.01 | 0
C2-030-VX | Sub,Cable,VX,C2,30 Feet,See Note | 0 | 0 | 20.317 | 0
M09-020-016 | Sub,Insert,Black Ultem W/ O-Ring for Oxygen | 58 | 0 | 1.463 | 1.54
R-215KB-20H-06 | Elec,pH,XVF,PT100,316SS/Kynar/Kalrez,1x6",PTSolGrnd,LTJ | 0 | 0 | 98.418 | 32.929
M01-022-006 | Sub,Housing,Nature Kynar,3/4"BSP.,Ceramic Junc.,Tuff Tip | 4 | 0 | 20.376 | 20.323 | Lab-Ovh
PHX-6733581-16B | Elec,pH,X2,SJ,Epoxy,w/Soak Bottle & O-ring,See Drawing | 4 | 55.42 | 31.85 | 30.357 | PROX Lab
C13-020-UN | Sub,Cable,UN,C13,20 Feet,See Note | 0 | 0 | 17.245 | 0
3KXA843501U0101 | Acce,EPDM rubber band,1/2"ID,5/8"OD,0.23"L,RCABA-04-07 | 682 | 3.15 | 0.541 | 0.529 | Lab-Ovh
M17-014-005 | Sub,Pin, Graphite, .410"OD x 1.000" Length | 62 | 0 | 3.915 | 3.885 | Lab-Ovh
00190032 | Raw,split lock washer,18-8SS,for M3 Screw Size, Standard, 3D | 72 | 0 | 0.0192 | 0.0192
C15-003-GG | Sub,Cable,GG,C15,3 Feet,See Note | 0 | 0 | 0 | 0
C29-003-IG | Sub,Cable,IG,C29,3 Feet,See Note | 0 | 0 | 0 | 0
C20-026-IF | Sub,Cable,IF,C20,26 Feet,6pin Female:77020010,Cable:99039536 | 0 | 0 | 0 | 0
C20-004-DK | Sub,Cable,DK,C20, 4 Feet,8 pin Din:77000008,Cable:99039536 | 0 | 0 | 0 | 0
PHX-6733581-16H | Elec,pH,X2,SJ,Epoxy,w/Soak Bottle & O-ring,See Drawing | 15 | 33.53 | 21.485 | 21.925 | Lab-Ovh
WJF-206 | Acce,Adapter,Female BNC to Male US Standard, for combo,#8001 | 0 | 38.84 | 3.339 | 0.44
TOPAC-051 | Elec,Cond,K=0.5,Graphite,4 Pin,PT1K,#5931344-72-03/8S | 3 | 0 | 36.602 | 4.193
2IST-KCL-LT | Solu,SPR Outer fill for TempH pH | 0 | 0 | 0 | 0
ISESA-120 | Sub,ISE,12x120mm from .235 side arm | 23 | 0 | 0.084 | 0
ISESA-100 | Sub,ISE,12x100mm from .235 side arm | 0 | 0 | 0 | 0
14050196 | PNS,Tape,Teflon Tape 1''wide x 520''L,Standard Mil Grade | 43 | 0 | 5.28 | 5.28
ISE1504-085 | Sub,ISE,085mm Length | 0 | 0 | 0 | 0
ISE1509-185 | Sub,ISE, 185mm Length | 0 | 0 | 0 | 0
ISEHI-095 | Sub,ISE,.325 to .375 Glass, DJ, 95mm Length | 11 | 0 | 6.515 | 6.22 | Lab-Ovh
ISE1508-320 | Sub,Glass Internal, 12mm x 320mm Length, (00054423) | 0 | 0 | 0 | 0
ISEFI1503-140 | Sub,ISE,FL,0.095"ODx140mmL,0.190"ODx5mmL,1503 | 150 | 0 | 2.092 | 2.092 | Lab-Ovh
00190094 | Plug,Pipe Plug SS316,1/8"Male NPT | 3 | 0 | 2.22 | 2.22
CHROMATAN-004 | Elec,Cond.,K=10,Plat,1/4"CPVC Flowthru,PT100,#1921324-62-10T | 0 | 0 | 35.863 | 15.824
C27-015-TC | Sub,Cable,TC,C27,15 Feet,Cable:99030043 | 0 | 0 | 5.691 | 0
00070003 | Raw,Glass,Pyrex, 3mm x 0.6mm wall (STD Wall) | 49.862 | 0 | 16.61 | 16.61
EBK1N1-120 | Sub,Epoxy,Black,K-1,12mmODx.400"IDx120mm Length, No Guard | 0 | 0 | 1.806 | 0.967
00070003-060 | Sub,Cut,Pyrex, 3mm x 1mm wall(STD),060mm(1")Length | 0 | 0 | 0.037 | 0
M02-010-022 | Sub,Cap,CPVC, 1/4-28 TPI.,Ceramic For 0932700P-W6 | 0 | 0 | 0.063 | 0
C20-030-TC | Sub,Cable,TC,C20,30 Feet,Strip and Tin,Cable:99039536 | 0 | 0 | 16.935 | 0
ISE1508-085 | Sub,ISE internal, for epoxy, 12mmx85mm Length | 0 | 0 | 0.022 | 0.029
FISHER1502-140 | Sub,ISE,12mm x 140mm Length,Glass Body,Refill | 63 | 0 | 0.105 | 0
FISHER1508-140 | Sub,ISE internal, for epoxy, 12mmx140mm Length | 4 | 0 | 0.028 | 0.028
ISEF01-1503 | Sub,ISE,095mm,170mm Length | 106 | 0 | 0.003 | 0.003
95A-110-NA | Sub,pH,SJ,12x110mm Length,Ferm | 0 | 0 | 0 | 0
AWE-066 | Elec,pH,XVD,DJ,PVC,See Drawing | 1 | 138.93 | 34.711 | 33.615 | PROX Lab
00071194-077 | Sub,Cut,Barium, 11.94mm (.470") x 077mm (3.071") Length | 0 | 0 | 0.039 | 0
00070241-024 | Sub,Cut,Barium, 2.41mm (.095") x 024mm (1") Length | 0 | 0 | 0.001 | 0
00070597-017 | Sub,Cut,Barium, 5.97mm (.235") x 017mm (.787") Length | 0 | 0 | 0.002 | 0
5501A7NX-25 | Sub,pH,SJ,Spear,6x25mm Length,2 Wick(33380040F) | 15 | 0 | 0.138 | 0.094
M02-010-023 | Sub,Cap,CPVC, Female Thread 1/4-28 TPI., for 1921324-62-10T | 0 | 0 | 0.175 | 0
7795AAB-120-VD | Sub,pH,DJ,VD,12x120mm Length,SideArm | 0 | 0 | 0 | 0
6317ATQN-087 | Sub,pH,DJ,2 Plat.Bands,8x140mm Length | 0 | 0 | 0 | 0
V-AG20B-16BH | Elec,Gold,DJ,3/4"NPT,Ryton Short Hex,PT(SolGrnd),PT100 | 0 | 0 | 137.209 | 36.315
V-B9700-10B | Elec,Plat,DJ,3/4"MPT CPVC,Guarded Tip,See Notes | 0 | 0 | 37.434 | 11.486
V-BV700-10B | Elec,pH,XVD,DJ,3/4"MPT CPVC,Guarded Tip,See Notes | 0 | 0 | 21.653 | 5.981
C13-050-TC | Sub,Cable,TC,C13,50 feet, Strip and Tin,Cable:99030241 | 0 | 0 | 40.644 | 0
77000004 | Raw,Connector,Eyelet Ring Terminal,Red Insulator | 0 | 0 | 0.05 | 0.05
EBK1N2-120 | Sub,Epoxy,Black,K=0.1,12mmODx.400"IDx120mm Length, No Guard | 0 | 0 | 1.806 | 0
PHPE2PA-3BG | Elec,pH,X5,DJ,12mmX115mm,Sealed Reference,Polycarbonate,41K | 0 | 0 | 9.445 | 0
RPP520P0-3B | Elec,Plat,DJ,12mmX115mm,Sealed Reference,Polycarbonate | 0 | 0 | 26.566 | 0
5451001-3GV22 | Elec,Temperature Compensator,4mmX110mm 316 SS,41k | 0 | 0 | 9.842 | 0
A7792-150-BD | Sub,pH,DJ,BD,AutoClaveAble,150mmALEngth,DoubleRefill | 5 | 0 | 0.647 | 0.394
M09-002-054 | Sub,Insert,Ryton,Cer. Junc.,TuffTip,0.250"x 0.202",TP561M-S | 5 | 0 | 4.216 | 1.79
C02-004-BB | Sub,Cable,C02,BB,4 Feet,connector:77020104,Cable:99030517 | 0 | 0 | 3.364 | 0
C18-003-WV | Sub,Cable,wv,C18,3 Feet, See Note | 0 | 0 | 2.89 | 0
191938 | Acce,Amplifier,For Walchem 600 | 0 | 0 | 101.4 | 101.4
M07-003-059 | Sub,Tube,316 SS,For MK7Z,3000712Z-28 | 4 | 0 | 66.956 | 67.59 | Lab-Ovh
V-A520B-F | Elec,pH,X5F,DJ,3/4"NPT,Ryton,Large Teflon Junction,PT100 | 0 | 0 | 24.574 | 17.742
44340002 | Raw,Bulb Cap,1"Long x 5/8"ID,White Color for Dascor-001 | 0 | 0 | 0.1506 | 0.1506
DASCOR-001 | Elec,pH,X-VSD,DJ,SPR,CERAMIC#392V703S-BJ,CPVC w/Washer | 0 | 0 | 27.937 | 2.686
AREFSPI25N-012 | Sub,Spiral,Reference,12mm Length,Ceramic Wick | 0 | 0 | 0 | 0
PHPE2P0-3B | Elec,pH,X5,DJ,12mmX115mm,Sealed Reference,Polycarbonate | 0 | 0 | 7.53 | 0
N031504-003T | Elec,Nitrate,DJ,12x110mm,GlassBody,Sealed | 0 | 0 | 4.95 | 3.178
C35E471-10H | Elec.Cond.K=1.0,316SS,Teflon Insulator,PT1K,w/BV,7"Ins,10FT | 0 | 1041.14 | 331.456 | 50.99 | Lab-Ovh
TOPAC-052 | Elec,Cond,K=0.1,12x110mm,Graphite,w/BNC,#5731301-42-003BU | 2 | 102.8 | 25.677 | 24.515 | Lab-Ovh
C13-001-WL | Sub,Cable,WL,C13,1 feet,See Note | 0 | 0 | 2.128 | 0
TOPAC-053 | Elec,pH,GX1,SJ,4x180mm,Reduced Tip,Refillable,#5473902-003B | 0 | 0 | 5.223 | 2.582
1606644V-20H80 | Elec,T/L,Plat,DJ,Kynar Insert,Viton O-R,80mm Insertion,SPR | 2 | 582.99 | 64.492 | 64.492 | Lab-Ovh
V-AV10B-30BH | Elec,pH,DJ,XVF,3/4"MPT Ryton,PT100,Ceramic Tuff tip | 0 | 507.92 | 53.565 | 67.352 | PROX Lab
PHPE130-10NC | Elec,pH,X5,SJ,12mmX115mm,Sealed Reference,Polycarbonate | 0 | 0 | 8.308 | 0
7306940-10NC | Elec,Plat,DJ,12mmX115mm,Epoxy,Sealed,SPR,Ryton Cap | 0 | 0 | 31.243 | 0
M01-010-076 | Sub,Housing,CPVC,Dow Chemical,Dow-010 | 7 | 0 | 1.554 | 1.58
77020103 | Raw,Connector,FBNCCable Mount,RS Pro Straight 50ohm,TermR | 8 | 0 | 4.07 | 4.07
M01-011-047 | Sub,Housing, Gray PVC, 2 O-Rings, 4 Slot Guards | 4 | 0 | 2.618 | 2.418
SI1R1V1B-056-VD | Sub,Stem,pH,VD,56mm Length | 0 | 0 | 0.007 | 0.005
00070083-051 | Sub,Cut,Barium, 8.3mm (.325") x 051mm (1.968") Length | 0 | 0 | 0.007 | 0
CONDC-008 | Elec,Fluoride,DJ,12x110mm,Refill,Epoxy Body,#F001508-003B | 3 | 211.29 | 49.856 | 30.768 | PROX Lab
CONDUC-02-3B | Elec,pH,DJ,XVD,12mmX110mm,Glass body,Refill,#577V721-003B | 2 | 51.31 | 17.48 | 5.225 | PROX Lab
PROM-028 | Holder,MKVII-Z 316SS Insertion Assy,Modified Tip,7" insert | 0 | 491.67 | 550.593 | 114.87
PROM-029 | Elec,pH,XVD,DJ,MK7,SPR,PT100,Ryton/Viton,V-200B-2BT | 3 | 175.49 | 20.107 | 24.236 | Lab-Ovh
PROM-030 | Acce,Adapter,Wiring FBNC/MMolex to Hanked, S=ZV Cable, 20' l | 0 | 32.53 | 15.022 | 8.6233
025IP15-70-08 | Internal,Polarographic,15x70mm,316 SS | 0 | 867.71 | 31.451 | 0
M09-010-061 | Sub,Insert,CPVC 1/8"MPT. for Chromatan-004 | 38 | 0 | 0.231 | 0.136
COLE-399 | Acce,Adapter,Wiring FBNC to SL low noise coax,#2010430-2 | 0 | 20.33 | 2.078 | 0.79
COLE-400 | Elec,pH,XVBF,DJ,1/2"MNPT,Ceramic tuff,PT1K,#1963734-030BTV10 | 0 | 0 | 35.457 | 24.712
00220875 | Raw,Barstock,PVC 7/8" OD,Gray color | 19 | 0 | 2.4 | 2.4
M05-011-004 | Sub,Cap Plug,PVC,For AWE-066 | 39 | 0 | 0.276 | 0.28
M26-033-001 | Sub,Junct,Porous Teflon GlassFill(CUSTOMER PROPERTY)Elmacron | 314 | 0 | 0.99 | 0.99
M4-Z13662100 | Assembly,LiveTap,316SS/EPDM,36"TubeLength,BV,w/HandTightFiT | 0 | 0 | 418.832 | 304.74
ELM-170 | Elec,Cond,K=1.0,12x110mm,Graphite,No TC,#5731301-3-16B | 1 | 47.8 | 10.828 | 9.721 | PROX Lab
16191029 | MRO,Tooling,DrillBit,DiamondDrillBitBallHead,Grit02,PKof5 | 30 | 0 | 11.29 | 11.29
16191035 | MRO,Tooling,Drill Bit, Diamond Drill Bit Ball Head, Grit .03 | 30 | 0 | 3.42 | 3.42
C1CB474-20H | Elec,Cond,K=1.0,HastC/Peek,TC 100 ohm,T/L | 0 | 0 | 227.577 | 203.91
ELH-150 | Elec,Cond,Toroidal,1.5"CPVC,0-100mS=4-20mA,20Ft2Wire#C3254.2 | 0 | 0 | 183.168 | 106.662 | Lab-Ovh
M03-025-010 | Sub,Connector, Aluminum, Teflon, Female BNC 16mm | 2 | 0 | 4.518 | 4.518
SNG-TI99998 | Elec,Cyanide,SJ,12mmx110mm,Spring Loaded,Epoxy,#CN01503-003B | 4 | 140.76 | 45.105 | 4.593
C17-003-GB | Sub,Cable,GB,C17,3.5mmAudio Plug:77020235,Cable:99031126 | 20 | 0 | 3.624 | 1.667
WJF-209 | Elec,Plat,DJ,TB551 NO GUARD,Annular Junct,SPR,#5606646-6B | 1 | 0 | 57.769 | 17.507
C32-006-BD | Sub,Cable,BD,C32,6 Feet,See Note | 0 | 0 | 2.5 | 0
C2-025-WM | Sub,Cable,WM,C2,25 Feet,See Note | 0 | 0 | 17.217 | 0
ISTEK-366 | Elec,pH,X-VD,DJ,12x115mm,Frit,Fixed Grd,RFV,#V-7000-S8 | 2 | 48.6 | 9.817 | 8.715
ISTEK-367 | Elec,Ammonium,12x110mm,Epoxy Body,Sealed,#NH41505-003T | 0 | 133.19 | 35.888 | 13.156
ISTEK-368 | Elec,Plat,DJ,SPR,12x120mm,Wick,Tfe Washer&O-R,S8,See Note | 1 | 146.32 | 50.755 | 47.644 | Lab-Ovh
M01-010-077 | Sub,Housing, CPVC Gray, 13/16-18 TPI. | 68 | 0 | 5.375 | 5.477 | Lab-Ovh
C18-015-HB | Sub,Cable,HB,C18,15 Feet,Spade lug:77282226,Cable:99030131 | 0 | 0 | 11.296 | 0
CONDF6B2EMA47.6 | Sub,Conductivity,K=10,,2PlatBand,6x47.6mm Length | 0 | 0 | 21.096 | 7.784
M14-049-001 | Sub,Guard,Polycarb,12mm,2 O-Ring Viton ( 22171201) | 480 | 0 | 0.891 | 1.11
KVL-438 | Elec,pH,X5D,DJ,PT100,Titanium/Kynar/Viton,1x6",Live Tap,Note | 5 | 594.92 | 88.818 | 40.333 | Lab-Ovh
315150NN | Sub,0.015" Silver Wire,150mm Length | 0 | 0 | 0.466 | 0.1
00070025-060 | Sub,Cut,Pyrex Glass,25mm OD x 22mm ID x 60mmLength (1.5 mm | 0 | 0 | 0.099 | 0
M07-003-060 | Sub,Tube,SS 316,18" Length, For 15B0120S10BSOES | 27 | 0 | 55.504 | 54.331 | Lab-Ovh
22090012 | Raw,O-Ring,Buna 70, 12.5mm ID x 15.5mm OD | 1368 | 0 | 0.05 | 0.05
SNG-TI77698 | Acce,Adapter,F/Metrohm Type"F" to M/Lemo"V",#8001086 | 0 | 109.78 | 81.185 | 41.89
315540NB | Sub,0.015" Anodized Wire,540mm Length,AgCl Dip | 0 | 0 | 1.415 | 0
7793AAV-NA | Sub,pH,DJ,NA,12x120mm Length,Refill | 22 | 0 | 5.372 | 5.372 | Lab-Ovh
SI1O1V1B-115-5D | Sub,Stem,pH,5D,115mm Length | 290 | 0 | 0.81 | 0.775 | Lab-Ovh
00070070-605 | Sub,Cut,Pyrex,.074"ODx.053"ID x 605mm Length, (1.984") | 0 | 0 | 0.004 | 0
ENV-30-PH | Elec,pH,X5,DJ,12x115mm,Sealed,Clear Epoxy,#PH7E2P0-3SMA | 0 | 18.78 | 26.8 | 6.028 | PROX Lab
M01-001-159 | Sub,Housing,Black Kynar,Teflon Junction,.280"&.202",2 Guards | 0 | 0 | 21.074 | 6.451 | Lab-Ovh
M29-003-001 | Sub,Screw, 316, 2" length ,4/40 all thread | 49 | 0 | 0.211 | 0.211
2731312-34-15H | Elec,Conductivity,K=1.0,Graphite,12x110mm Epoxy,10K ther | 0 | 0 | 14.421 | 4.818
22072022 | Raw,O-Ring,EPDM 2-022, 70 Duro | 56 | 0 | 0.05 | 0.05
22072127 | Raw,O-Ring,EPDM 2-127, 70 Duro | 0 | 0 | 0.092 | 0.092
C32-003-SM | Sub,Cable,SM,C32,3 Feet,See Note | 2 | 0 | 2.88 | 2.71 | Lab-Ovh
5673912-003B | Elec,pH,SJ,#5673912-3B,8x55mm,Spear Tip,Calomel,Seald | 0 | 0 | 5.044 | 2.263
TITRO-022 | Elec,Copper,SJ,12mmx110mm,Spring Loaded,#CU01503-003R | 0 | 0 | 80.813 | 19.975
315090B315D080 | Sub,Ag Wire,90mm Length,Glass Bead,AgCl Dip | 0 | 0 | 1.002 | 0.536
C18-015-HA | Sub,Cable,HA,C18,15 Feet,Cable:99030131 | 0 | 0 | 6.58 | 0
M12-004-003 | Sub,Washer,Delrin for Conductivity, K=0.1, for C1EB2EL-10H | 0 | 0 | 0.037 | 0.01203
6330AA-120 | Sub,Internal,pH,120mm (5.500") long | 0 | 0 | 0.014 | 0
V-B910B-20B2 | Elec,Plat,DJ,3/4"MPT CPVC,Ceramic Tuff tip,PT100 | 0 | 0 | 37.16 | 0
CHEMA-059 | Elec,Plat,DJ,3/4"MPT CPVC,CeramicTufftip,PT100,#V-B910B-20B2 | 0 | 0 | 36.77 | 18.371
0040751 | Raw,Motor, Pololu 3457 Gearbox motor | 8 | 0 | 35.95 | 35.95
SI1C1V1B-100-5D | Sub,Stem,pH,2.54mm(.100") X 100mm Length | 0 | 0 | 0.002 | 0
00070254-100 | Sub,Cut,Barium 2.54mm OD(.100")x 100mm Length | 0 | 0 | 0.002 | 0
C18-003-IG | Sub,Cable,IG,C18,3Foot,See Note | 0 | 0 | 4.973 | 0
00071168-092 | Sub,Glass,Barium, 11.68mm (.460") x 0.92mm Length | 0 | 0 | 0.017 | 0
V-A110E-30H | Elec,pH,XVF,DJ,3/4"MPT Ryton,PT1K,PT Sol Grnd,TuffTip,LCJ | 2 | 511.89 | 66.579 | 27.207 | Lab-Ovh
V-A410E-30H | Elec,Plat,TuffTip,LCJ,3/4"MNPTRyton,ShortHex,PT(SolG)PT1K | 0 | 0 | 61.272 | 31.206
COLE-401 | Elec,Cond,K=0.1,Plat,Epoxy,CPVC,10K,#1921303-44-010T | 0 | 0 | 88.086 | 11.087
M09-009-013 | Sub,Insert, Teflon, For Yokogawa connector | 13 | 0 | 0.098 | 0.071
CHEMA-060 | Elec,Plat,DJ,3/4"MPT CPVC,Ceramic Tuff tip,#V-B9100-30B | 0 | 0 | 25.824 | 11.046
CHEMA-061 | Elec,Plat,DJ,3/4"MPT CPVC,Ceramic Tuff tip,#V-B9100-20B | 0 | 107.48 | 24.606 | 9.759
WJF-210 | Elec,pH,XVSD,DJ,SPR,3K,Kynar/Viton,Tuff Tip,#A-2061-6BT | 0 | 0 | 59.313 | 21.493
M07-035-001 | Sub,Tube,Clear Epoxy,OD.,12mm x 130mm L.,2 holes 0.165" | 0 | 0 | 2.537 | 0
M07-035-002 | Sub,Tube,Clear Epoxy,OD.,12mm x 137mm L.,Refill hole 0.125" | 13 | 0 | 3.076 | 2.705
M07-035-003 | Sub,Tube,Clear Epoxy,OD.,12mm x 137mm L.,Porous Teflon Junc. | 20 | 0 | 16.912 | 14.406
33030020 | Raw,Tubing,Heat Shrink 3/16" Red Color with Adhesive | 416 | 0 | 0.52 | 0.52
C2-030-BBN | Sub,Cable,BBN,C2,30 Feet,2 Male BNC:77020104,Cable:99030517 | 0 | 0 | 20.808 | 0
C2-020-BBN | Sub,Cable,BBN,C2,20 Feet,2 Male BNC:77020104,Cable:99030517 | 0 | 0 | 14.592 | 0
00070477-005 | Sub,Glass Tube,Barium 4.77mm OD X 0.71mm Wall,5mm Length | 0 | 0 | 0 | 0
A02.30000 | Raw,Red Rod Tube,1.45MM OD x.95MM Long,(CUSTOMER PROPERTY) | 0 | 0 | 0 | 0
M4-Z11262100 | Assembly,LiveTap,316SS/EPDM,12"TubeLength,BV,w/HandTightFit | 0 | 809.83 | 287.741 | 205.684
PROM-031 | Elec,pH,X-VF,DJ,3/4"NPT CPVC,PT100,Tuff Tip,#V-BV10B-20CD2 | 0 | 0 | 35.839 | 0
1507202H | Assembly, Tube & Adapter HastC MKVII, 16" long | 0 | 0 | 236.707 | 82.25
MU11971 | Sub,Housing + Rear Housing,M01-001-098 + M07-001-003,EPDM | 0 | 523.18 | 36.853 | 29.183
M07-032-003 | Sub,Tube,Black Epoxy,OD.,12mm x120mm L.,2 holes 0.165",K=1 | 388 | 0 | 2.029 | 1.969 | Lab-Ovh
00070477-040 | Sub,Cut,Glass,Barium 4.77mm OD X 0.71mm Wall,40mm Length | 0 | 0 | 0 | 0
COLE-402 | Elec,Cond,K=1.0,4 Plat,12x100mm Epoxy,10K,8 Pin Din | 0 | 0 | 108.72 | 31.06
7793AUM-109 | Sub,pH,DJ,Ag Billet 8mm,12x109mm Length | 4 | 0 | 5.366 | 5.366 | Lab-Ovh
C16-003-RA | Sub,Cable,RA,C16,3Feet,Cable:99031123,Conn TypeF: 77020106 | 0 | 0 | 35.198 | 0
M02-004-068 | Sub,Cap,Delrin, Thread, Diamond Knurl, for HORIBA | 0 | 0 | 0.218 | 0.07239
00070070-086 | Sub,Cut,Pyrex,.074"ODx.053"ID x 086mm Length, (3.346") | 0 | 0 | 0.344 | 0
M01-001-160 | Sub,Housing, Black Kynar,6" Length,3/4"BSP, 4 Hole Guards | 28 | 0 | 11.431 | 4.923
ENV-40-PH | Elec,pH,XVD,DJ,12mmX115mm,Sealed Reference,Amber Polycarb | 0 | 24.31 | 24.528 | 3.976 | PROX Lab
ENV-50-PH | Elec,pH,DJ,XVF,3/4"MPT Ryton,PT1000,Ceramic,TT,#V-AV10E-10ST | 0 | 110.27 | 45.919 | 21.77 | PROX Lab
315160ND | Sub,Ag Wire,.015" Diameter,160mm Length,Agcl Dip | 0 | 0 | 0.466 | 0.34
315270NB | Sub,Ag Wire,.015" Diameter,270mm Length,Anodized & AgCl Dip | 0 | 0 | 0.707 | 0
315280ND | Sub,Ag Wire,.015" Diameter,280mm Length,AgCl Dip | 0 | 0 | 0.734 | 0
315440NB | Sub,Ag Wire,.015" Diameter,440mm Length,AgCl Dip | 0 | 0 | 1.153 | 0
315680ND | Sub,Ag Wire,.015" Diameter,680mm Length,AgCl Dip | 0 | 0 | 1.783 | 0
315370ND | Sub,Ag Wire,.015" Diameter,370mm Length,AgCl Dip | 0 | 0 | 0.969 | 0
315350ND | Sub,Ag Wire,.015" Diameter,350mm Length, AgCl Dip | 0 | 0 | 0.918 | 0
22320712 | Raw,Strain Relief,Green(355C) .117"(+/-).002"ID for RG174 | 7418 | 0 | 0.3692 | 0.3692
315260NB | Sub,Ag Wire,.015" Diameter 260mm Length,Anodized & AgCl Dip | 0 | 0 | 0.682 | 0
315260ND | Sub,Ag Wire,.015" Diameter,260mm Length,AgCl Dip | 0 | 0 | 0.682 | 0
315270ND | Sub,Ag Wire,.015" Diameter,270mm Length,AgCl Dip | 0 | 0 | 0.707 | 0
315280NB | Sub,Ag Wire,.015" Diameter 280mm Length,Anodized & AgCl Dip | 0 | 0 | 0.734 | 0.187
315290ND | Sub,Ag Wire,.015" Diameter,290mm Length,AgCl Dip | 0 | 0 | 0.76 | 0
315300NB | Sub,Ag Wire,.015" Diameter,300mm Length,Anodized & AgCl Dip | 0 | 0 | 0.786 | 0.201
315300ND | Sub,Ag Wire,.015" Diameter,300mm Length,AgCl Dip | 0 | 0 | 0.786 | 0
315310NB | Sub,Ag Wire,.015" Diameter,310mm Length,Anodized & AgCl Dip | 0 | 0 | 0.813 | 0
315310ND | Sub,Ag Wire,.015" Diameter,310mm Length,AgCl Dip | 0 | 0 | 0.813 | 0
315316NB | Sub,Ag Wire,.015" Diameter,316mm Length,Anodized & AgCl Dip | 0 | 0 | 0.828 | 0
M07-003-061 | Sub,Tube,316 SS,For MK7Z,3000712Z-22 | 0 | 0 | 60.044 | 58.849 | Lab-Ovh
315320NB | Sub,Ag Wire,.015" Diameter,320mm Length,Anodized & AgCl Dip | 0 | 0 | 0.838 | 0
315320ND | Sub,Ag Wire,.015" Diameter,320mm Length,AgCl Dip | 0 | 0 | 0.838 | 0
M07-010-024 | Sub,Tube,CPVC,Tube Spacer,1807800-16 | 11 | 0 | 2.374 | 1.855
315330ND | Sub,Ag Wire,.015" Diameter,330mm Length,AgCl Dip | 0 | 0 | 0.865 | 0
315340NB | Sub,Ag Wire,.015" Diameter,340mm Length,Anodized & AgCl Dip | 0 | 0 | 0.891 | 0
315340ND | Sub,Ag Wire,.015" Diameter,340mm Length,AgCl Dip | 0 | 0 | 0.891 | 0
315350NB | Sub,Ag Wire,.015" Diameter,350mm Length,Anodized & AgCl Dip | 0 | 0 | 0.918 | 0
315360ND | Sub,Ag Wire,.015" Diameter,360mm Length,AgCl Dip | 0 | 0 | 0.944 | 0
315390NB | Sub,Ag Wire,.015" Diameter,390mm Length,Anodized & AgCl Dip | 0 | 0 | 1.022 | 0.261
22171901 | Raw,O-Ring,Viton 75, 19mm x 1mm | 1000 | 0 | 0.17 | 0.17
22172017 | Raw,O-Ring,Viton 75, 2-017 | 75 | 0 | 0.114 | 0.11
22085180 | Raw,O-Ring,Silicone 70, 5-180 | 1828 | 0 | 0.18 | 0.18
22082114 | Raw,O-Ring Silicone 70, 2-114 | 0 | 0 | 0.069 | 0.069
22082214 | Raw,O-Ring,Silicone 70, 2-214 | 0 | 0 | 0.06 | 0.06
M39-001-001 | Sub,Cover, Kynar, 4-1/2" O.D. x 1/2" thick for KVL-339 | 0 | 0 | 39.338 | 30
00110003 | Raw,Sheet Kynar Natural, 5"x 5"x 1/2"thick | 3 | 0 | 35.44 | 35.44
KVL-339-C | Acce,Kynar Cover for KVL-339 | 0 | 532.37 | 43.237 | 30
315090ND | Sub,0.015" Silver Wire,90mm Length,AgCL Dip | 0 | 0 | 0.466 | 0.06
M38-003-007 | Sub,Flange, 316 S.S., 1.5" #150, Raise Face for 1"FNPT. | 0 | 0 | 143.246 | 31.33
315120NN | Sub,Ag Wire,.015" Diameter,120mm Length,No Dip | 0 | 0 | 0.466 | 0.08
SI1G4R1A-140-VK | Sub,Stem,pH,VK,140mm Length | 0 | 0 | 0.012 | 0.008
22320713 | Raw,Strain Relief,Yellow (102C) .117"(+/-).002"ID for RG174 | 3278 | 0 | 0.38 | 0.38
MK7Z-42443310 | Holder,MKVII-Z,Hastelloy C,ModTip,1"3pcBV,Klrz,24"Ins | 0 | 7012.18 | 5758.047 | 1802.387
C2-003-FG | Sub,Cable,FG,C2,3 Feet,See note | 0 | 0 | 16.86 | 0
M01-032-033 | Sub,Housing,Epoxy Tube Black,Cer.Junc.,12mm x 120mm Length | 53 | 0 | 4.694 | 4.643 | Lab-Ovh
AREFA2-600 | Sub,Mono,AgCI,Reference,600mm Length | 0 | 0 | 1.613 | 0.2835
00070241-600 | Sub,Cut,Barium , .245" x 600mm Length | 0 | 0 | 0.012 | 0
310610NN | Sub,Ag Wire,.01" Diameter,610mm Length,No Dip | 0 | 0 | 0.697 | 0
CTT1-600 | Sub,Pyrex,Test Tube,0.070" Glass Size 600mm Length | 0 | 0 | 4.117 | 4.04 | Lab-Ovh
00070070-600 | Sub,Cut,Pyrex,.074"ODx.053"ID x 600mm Length, | 0 | 0 | 0.003 | 0
M07-018-009 | Sub,Tube,HAST-C,MK7S,Tube & 3/4" MPT Fitting,32" Length | 0 | 0 | 488.882 | 127.035
44340004 | Raw,Bulb Cap, Red Color .250" x .500"Long x .040"Thickness | 853 | 0 | 0.3 | 0.3
M01-015-014 | Sub,Housing,Blue Epoxy Tube,12mm x 310mm Length,Cond.,K=1.0 | 11 | 0 | 7.318 | 5.769 | Lab-Ovh
M01-003-037 | Sub,Housing, 316 S.S., 1"MPT. Both end, for 4TB5101-0166 | 0 | 0 | 19.841 | 0
C32-003-SMR | Sub,Cable,SMR,C32,3 Feet,See Note | 0 | 0 | 1.278 | 0
M13-018-001 | Sub,Flow Cell, Hast-C, 1"FNPT. x 1"MPT.For MK7 assembly | 6 | 0 | 552.58 | 399
ELM-172 | Elec,pH,X-V,DJ,12x115mm,Epoxy,PT 100 ohm,V-700B-3BRCA | 1 | 80.08 | 31.718 | 30.816 | PROX Lab
CYCLOPS-231 | Elec,Chloride,CPVC,#192CL705S-DL | 2 | 246.84 | 41.161 | 38.592 | Lab-Ovh
D-P711G0K320-S8 | Elec,Oxygen,Polarographic,12X320mm,Glass,No TC | 0 | 0 | 27.214 | 16.573
CTT1-029 | Sub,Pyrex,Test Tube,0.070" Glass Size,029mm Length | 46 | 0 | 0 | 0.001
00070070-029 | Sub,Cut,Pyrex,.074"ODx.053"ID x 029mm Length | 0 | 0 | 0 | 0
15000085 | MRO,Gloves, Medium Size, Black Nitrile, 5.5pH Bal | 0 | 0 | 9.99 | 9.99
C2-020-CD | Sub,Cable,CD,C2,20 Feet,Cable:99030517,SN6(CD)Conn: 77180222 | 0 | 0 | 21.209 | 0
M01-032-034 | Sub,Housing,Black Epoxy Tube,12mm x 2.450" Length, ENV-40-DO | 242 | 0 | 1.089 | 0.949
M09-020-017 | Sub,Insert,Black Ultem W/Small 4 Holes,32 TPI.,for ENV-40-DO | 675 | 0 | 3.15 | 3.15
M05-004-022 | Sub,Cap Plug, Delrin, For ENV-40-DO | 1665 | 0 | 2.05 | 2.05
M02-004-069 | Sub,Cap, Delrin, 32 TPI., for ENV-40-DO | 1500 | 0 | 2.5 | 2.5
M24-031-009 | Sub,Billet,Silver,.200"Length,.220 O.D., for ENV-40-DO | 889 | 0 | 7.518 | 5.176
M07-048-002 | Sub,Tube,Zinc,Internal,1.500"L. x 0.235"O.D.,for ENV-40-DO | 609 | 0 | 3.272 | 3.272
027IP15-180 | Sub,Oxygen,Polarographic,Glass,0.015" Pt wire,See Drawing | 0 | 0 | 47.512 | 15.4167
00070070-090 | Sub,Cut,Pyrex,.074"ODx.053"ID x 090mm Length | 0 | 0 | 0.001 | 0
027IPS-330 | Sub,Oxygen,Polarographic,Glass,330mm length | 0 | 0 | 3.69 | 0
M09-010-062 | Sub,Insert, CPVC, flush for Krohne(4002965602) | 0 | 0 | 1.764 | 1.097
SI1G4L1C-130-5 | Sub,Stem,pH,5,130mm Length | 75 | 0 | 0.011 | 0.01
C32-016-BF | Sub,Cable,BC,C32,16 Feet,See Note | 0 | 0 | 4.82 | 4.718 | Lab-Ovh
2010731S-75 | Acce,Adapter,Wiring FBNC/3 pin MMolex to Hanked, S=ZV Cable, | 0 | 0 | 58.129 | 58.018
ELM-171 | Elec,Plat,DJ,PVC,Reverse Polarity,See Drawing | 2 | 99.27 | 43.947 | 41.999 | PROX Lab
V-800B-30BH | Elec,pH,XVD,DJ,TC 100 ohm,1/2" Housing,SPR | 0 | 0 | 39.104 | 18.976
00070032-175 | Sub,Cut,Barium, 3,2mm (.125") x 175mm Length | 0 | 0 | 0.007 | 0
C2-030-BC | Sub,Cable,BC,C2,30 Feet, See Notes | 0 | 0 | 20.25 | 0
M07-011-003 | Sub,Tube,PVC,1.6" Long,0.315" OD,For Oxygen | 818 | 0 | 1.53 | 1.53
M09-020-018 | Sub,Insert,Black Ultem, for Platinum Band | 82 | 0 | 0.117 | 0.106
77000555 | Raw,Resistor,Metal Film 1/2 Watt,5k Ohm 1% | 7327 | 0 | 0.63 | 0.63
M07-032-004 | Sub,Tube,Black Epoxy,0.25"OD x 2.83"L,0.18"ID | 44 | 0 | 0.91 | 0.629
00200501-NG | Raw,Barstock,Porous Teflon(PTFE)Virgin,.500"OD x 12"L | 237 | 0 | 36.08 | 36.08
2005332 | Elec,Sodium,,DJ,Radel,Teflon Recess,No Guard,Prefault,NOTES | 0 | 0 | 22.495 | 33.375
93X557601 | Elec,pH,FS5,SJ,6x150mm,Glass Refill,US Standard,#13-620-93 | 0 | 0 | 27.948 | 0
COLE-403 | Elec,pH,XVBD,DJ,PT1K,3/V"MNPT Ryton,TEF,#H721PV103T10ET | 0 | 0 | 36.271 | 0
COLE-404 | Elec,pH,X-VD,DJ,12x115mm,Frit,Fixed Grd,RFV,#V-7000-10B | 0 | 0 | 11.602 | 0
C75B110-3BH-155 | Elec,Cond,K=0.01,12x155mm,316SS/TFE,TC 100 ohm,CS51 | 0 | 0 | 41.614 | 15.527
C35B271NP23-20H | Elec,Cond,K=0.1,316SS/PEEK,100 ohm,w/JBox,24" Ins,1.5"150#RF | 0 | 0 | 429.99 | 240
ISTEK-369 | Elec,Plat,DJ,12x220mm,RFP,#7906640-10B-220 | 1 | 110.67 | 38.662 | 44.232 | Lab-Ovh
ISTEK-370 | Elec,pH,X-VD,SJ,12x120mm,Sealed,#577V594-120-017H | 7 | 0 | 10.694 | 4.7
M01-024-003 | Sub,Housing,Amber,OD.,0.580"x0.400"ID x 1.750"L.,Teflon Junc | 0 | 0 | 2.432 | 3.608
2005332-NA | Sub,pH,DJ,5mm X 079mm Length, Na Dome (Sodium) | 0 | 0 | 0.019 | 0.012
00070419-107 | Sub,Cut,Barium, 4.19mm (.165") x 107mm Length | 0 | 0 | 0.01 | 0
7793ADN-220 | Sub,PlatBand,DJ,12x220mm Length | 7 | 0 | 15.736 | 11.885
M4-Z12721100 | Assembly,LiveTap,316SS/Viton,27"TubeLength,w/HandTightFit | 0 | 0 | 224.641 | 154.502
M4-Z13623100 | Assembly,LiveTap,316SS/Kalrez,36"Tube Length,w/HandTightF | 0 | 938.6 | 270.77 | 192.62
M19-003-027 | Sub,Sheath,SS 316,29" Length Standard,1-1/4"OD For Knick M4 | 0 | 0 | 86.562 | 77.984
M07-001-016 | Sub,Tube,Black Kynar,26.250" Length For M4 | 0 | 0 | 48.015 | 41.753
00071194-060 | Sub,Cut,Barium, 11.94mm (.470") x 060mm Length | 0 | 0 | 0.03 | 0
I-11WE-F6-120 | Elec,pH,DJ,XVD,12X120,SolGrnd,PT1000,Glass,Sealed | 1 | 501.84 | 44.046 | 18.574
ATT3-110 | Sub,TestTube,3.68mm (.145") x 110mm Length | 0 | 0 | 0.003 | 0.00388
7793ADN-230 | Sub,PlatBand,DJ,12x230mm Length | 7 | 0 | 26.074 | 11.06
310240NN | Sub,Ag Wire,.01" Diameter,240mm Length,No Dip | 0 | 0 | 0.274 | 0
00070787-180 | Sub,Cut Tube, Barium Glass, .310" x 180mm Length | 0 | 0 | 0.019 | 0
00070083-014 | Sub,Cut,Barium, 8.3mm (.325") x 014mm Length | 0 | 0 | 0.035 | 0
1056-02-20-38HT | Analyzer,Rosemount,1056,pH/ORP,24VDC,FM,Class1 Div2 | 2 | 0 | 1608 | 1608
SI1L1V2C-110 | Sub,Stem,pH,110mm Length | 0 | 0 | 0.014 | 0
33030001 | Raw,Tubing,Heat Shrink 3/16" Yellow Color,Adhesived Lined | 1000 | 0 | 0.72 | 0.72
C15-040-TC | Sub,Cable,TC,C15,40 Feet,Strip and Tin,Cable:99030015 | 0 | 0 | 4.101 | 0
ENV-20-ORP | Elec,Plat(PT Wire),SJ,12mm x 1.1",Amber,Sealed,See Drawing | 0 | 0 | 7.334 | 3.482
ENV-30-ORP | Elec,Plat(PT Wire),SJ,12mm x 115mm,Clear Epoxy,See Drawing | 0 | 31.11 | 14.204 | 9.754
ENV-40-ORP | Elec,Plat(PT Wire),SJ,12mm x 115mm,Amber Epoxy,See Drawing | 0 | 46.29 | 8.626 | 8.857
ENV-50-ORP | Elec,Plat,TuffTip,Ceramic,3/4"MNPT Ryton,ShortHex,SeeDrawing | 0 | 101.47 | 55.793 | 23.543 | PROX Lab
M01-004-033 | Sub,Housing,Black Delrin,Silicon O-Rings For ENV-20-DO | 50 | 0 | 7.35 | 4.28
MANTECH-001 | Elec,pH,XVD,DJ,12x120mm,Wick,Glass,Refill,#PH4V570-S7-120 | 0 | 0 | 5.988 | 5.933
G13-620-856 | Sub,Fisher,pH,DJ,12x120mmLength,Refill20.5mm,9/18SleeveJnt | 0 | 0 | 16.938 | 11.049
SI1E5L1C-140-5 | Sub,Stem,pH,5,140mm Length | 65 | 0 | 2.298 | 2.298 | Lab-Ovh
C18-003-WM | Sub,Cable,WM,C18,3 Feet, See Note | 0 | 0 | 1.729 | 0
315150ND | Sub,Ag Wire,.015" Diameter,150mm Length,AgCl Dip | 0 | 0 | 0.466 | 0.1
ENV-20-D0 | Elec,Oxygen,Galvanic,Zinc Anode,AG Canode,No TC,See Drawing | 0 | 85.52 | 26.357 | 7.202
ENV-40-D0 | Elec,Oxygen,Galvanic,Zinc Anode,AG Canode,No TC,See Drawing | 0 | 80.5 | 26.968 | 26.149
315070ND | Sub,0.015" Silver Wire,70mm Length,AgCL Dip | 0 | 0 | 0.466 | 0
C18-040-TC | Sub,Cable,TC,C18,40 Feet,Strip and Tin,Cable:99030131 | 0 | 0 | 18.572 | 16.844 | Lab-Ovh
315050ND | Sub,0.015" Silver Wire,50mm Length,AgCL Dip | 0 | 0 | 0.466 | 0
M01-011-049 | Sub,Housing,PVC,Cond,K=0.1,Removable Guard,For ELM-171 | 97 | 0 | 5.295 | 5.543
DASCOR-002 | Elec,pH,XVF,Epoxy,See Drawing | 1 | 0 | 4.27 | 2.349
M07-032-005 | Sub,Tube,Black Epoxy,OD.,12mm x120mm L.,2 holes 0.165",K=0.1 | 107 | 0 | 3.033 | 1.026 | Lab-Ovh
00050180 | Raw,Tubing,Epoxy, Black, 0.242"OD x 0.180"ID +/-.005"ID | 242 | 0 | 3.85 | 3.85
315180ND | Sub,Ag Wire,.015" Diameter,180mm Length,AgCl Dip | 0 | 0 | 0.472 | 0
315200ND | Sub,Ag Wire,.015" Diameter,200mm Length,AgCl Dip | 0 | 0 | 0.524 | 0.134
M18-001-010 | Sub,Adapter,Kynar,M30.7 I.D.thread x 3/4-14 BSP O.D.Thread | 0 | 0 | 6.501 | 5.35
315430ND | Sub,Ag Wire,.015" Diameter,430mm Length,AgCl Dip | 0 | 0 | 1.127 | 0
315060ND | Sub,0.015" Silver Wire,60mm Length,AgCL Dip | 0 | 0 | 0.466 | 0.04
22320715 | Raw,Strain Relief,Yellow(102C) .200"+/-.002"ID for 5 mm cabe | 4419 | 0 | 0.31 | 0.31
315130ND | Sub,0.015" Silver Wire,130mm Length,AgCL Dip | 0 | 0 | 0.466 | 0.087
315230ND | Sub,0.015" Silver Wire,230mm Length,AgCl Dip | 0 | 0 | 0.603 | 0.154
SI1R1V2A-100-5F | Sub,Stem,pH,DJ,5F,100mm Length | 95 | 0 | 1.781 | 1.713 | Lab-Ovh
00070103-075 | Sub,Cut,Barium, 10.3mm (.405") x 075mm Length | 0 | 0 | 0.011 | 0
7793A5NAV-130VD | Sub,pH,DJ,X-VD,12x130mm Length,Refill,1Wick | 14 | 0 | 11.468 | 11.468 | Lab-Ovh
CHEMA-062 | Elec,Plat,DJ,12x80mm,SPR,Glass Body,Sealed,#2779878-40BSP | 0 | 0 | 46.253 | 13.852
V-B1100-30BH | Elec,pH,DJ,Plat(Sol)CeramicTuffTip,3/4"MPT CPVC,No TC | 0 | 0 | 31.935 | 14.156
KVL-439 | System,Sampling,SEE DRAWING | 0 | 0 | 7983.933 | 4516.11
PH2000.904 | Elec,pH,X-V,DJ,12x115mm,Epoxy,83K,BNC/2.5G,Guard,Sealed,RFV | 0 | 0 | 14.122 | 6.492
ISTEK-371 | Elec,Water Hardness,DJ,3/4" MPT CPVC,Ceramic,#192WHA57-020T | 3 | 236.28 | 101.529 | 93.033 | Lab-Ovh
ENV-20-PH | Elec,pH,X5,SJ,12mmx1",Sealed,Amber Epoxy | 0 | 26.22 | 5.688 | 2.373
ENV-50-FCL | Elec,pH/ORP,XVF/Gold Disk,DJ,3/4"MPT Ryton,PT1K,Ceramic,TT | 0 | 0 | 117.299 | 10.165
C1-030-UG | Sub,Cable,UG,C1,30 Feet,See Note | 0 | 0 | 18.914 | 0
7903060-3B | Elec,pH,XVD,Mono,Glass,12mmx110mm | 0 | 0 | 6.667 | 0
COLE-405 | Elec,Cond,K=1,12x110mm,Graph,PT100,Epoxy,#2731312-31S-25BT | 0 | 0 | 23.427 | 11.762
5330-110 | Sub,Internal,PH,110mm Length | 0 | 0 | 0.016 | 0
CONDUC-05-3B | Elec,pH,XVD,DJ,SPR,No TC,12x80mm,Ryton Cap,#V-0010-3B | 0 | 0 | 10.661 | 2.766
CONDUC-06-3B | Elec,Plat,DJ,12x110mm,SPR,Glass Body,Ryton Cap,#7906640-3B | 1 | 81.47 | 29.932 | 30.476 | Lab-Ovh
ISTEK-372 | Solu,Ionic strength adjustor, 2M (NH4)2SO4,475 mL | 0 | 0 | 2.162 | 4.794
E602-000 | Membrane, Ammonia, INCD:3 cartridges,O-ring,#NH3MK07C | 0 | 0 | 12.352 | 0.4
93X562101X | Elec,pH,FS-5,DJ,12x106mm,Tuff,Refill,US Standard | 0 | 0 | 33.211 | 0
93X562101 | Elec,pH,FS-5,DJ,12x106mm,Tuff,RefillUS Standard,#13-620-182A | 0 | 107.05 | 41.729 | 42.816 | Lab-Ovh
M01-011-050 | Sub,Housing,Gray PVC,2 O-Rings,Solid State,For B&C, ISE | 33 | 0 | 0.228 | 0.15
SI1K2VDN-115 | Sub,ORP,DJ,Plat Band,115mm Length | 0 | 0 | 15.458 | 4.241
00070584-115 | Sub,Cut,Barium, 5.84mm (.230") x ,115mm Length | 0 | 0 | 0.011 | 0
00070254-003 | Sub,Cut,Barium 2.54mm OD(.100")x.584mm wall,003mm Length | 0 | 0 | 0 | 0
C32-004-SM | Sub,Cable,SM,C32,4 Feet,See Note | 0 | 0 | 1.777 | 0
00190040 | Raw,Standoff Screw, RAF: M2114-3005-SS | 12 | 0 | 1.06 | 1.06
C32-004-SMR | Sub,Cable,SM,C32,4 Feet,See Note | 0 | 0 | 1.765 | 0
M09-002-056 | Sub,Insert,Ryton,W/CerJct,TuffTip,2Hole,0.250x0.235,TP561M-S | 0 | 0 | 1.706 | 0
Y-410E-F6 | Elec,pH,X5,DJ,TC 1000 ohm,3/4"MPTKynar,SolGrnd,SPR,SeeNotes | 2 | 544.29 | 67.46 | 67.46 | Lab-Ovh
C29-003-WY | Sub,Cable,WY,C29,3 Feet,See Note | 0 | 0 | 4.044 | 5.457
CHAOSIN-001 | Elec,pH,XVD,12x120mm,Ryton,PT1000,#HABP600-20T-B120V10 | 0 | 0 | 21.916 | 11.066
PH7G130-10B | Elec,pH,X5,SJ,12mmX115mm,Sealed Reference,Epoxy Body | 0 | 0 | 10.88 | 4.43
00070635-025 | Sub,Cut,Barium, 6.35mm (.250") x 025mm Length | 0 | 0 | 0.002 | 0
99001077EB-080B | Acce,Cable,TPR Cable,AmplifierBuilt In with BNC &MoldexConne | 0 | 0 | 61.4 | 42.276
M03-027-001 | Sub,Connector,BlkPVC,8 Pin Din,Modified Cap,for USA Bluebook | 88 | 0 | 0.986 | 2.242 | Lab-Ovh
SI1L1V1A-040-5F | Sub,Stem,pH,5F,040mm Length | 175 | 0 | 0.011 | 0.019
M02-017-001 | Sub,Cap, Porous Teflon, 3/8-20 TPI. for 5899-25 | 63 | 0 | 2.523 | 2.523
M37-017-001 | Sub,Rod, Porous Teflon, 0.250"OD x 1.600"L., 5899-25 | 1 | 0 | 5.326 | 2.736
WJF-211 | Elec,pH,X-V,DJ,12x115mm,Epoxy Guard,30K,RFV,#V-700J-3BWI6 | 0 | 0 | 14.13 | 8.129
C29-010-WY | Sub,Cable,WY,C29,10 Feet,See Note | 0 | 0 | 7.881 | 9.42
M23-001-004 | Sub,SensorHolder,Blk Kynar, Holes Guard,Completed for 160660 | 3 | 0 | 23.029 | 23.321
19BP6649KT-2BT | Elec,Plat,PT Sol Grnd,MKVII,PT100,SPR,Teflon,Simriz | 0 | 0 | 98.272 | 0
SI1G1V2B-125-VD | Sub,Stem,pH,VD,125mm Length | 0 | 0 | 0.01 | 0.006
2715AAV-78-VD | Sub,Combo,pH,DJ,VD,12x78mmLength,14/15GJ,Refill | 3 | 0 | 16.722 | 16.722 | Lab-Ovh
SA95A-120-2D | Sub,pH,SJ,2D,12x120mm Length,Ferm | 0 | 0 | 0.113 | 0.05871
V-A8100-30H | Elec,Gold,DJ,3/4"MNPT Ryton,Ceramic,Tuff Tip | 0 | 0 | 110.54 | 32.4
PRCV2J0-3B-100 | Elec,pH,GXV,DJ,6x100mm,Glass,Sealed,10mm cap,VLR | 2 | 133.41 | 16.113 | 2.102
99001077EB-050B | Acce,Cable,TPR Cable,AmplifierBuilt In with BNC &MoldexConne | 0 | 0 | 39.505 | 26.92
SI1L1V1A-035-VF | Sub,Stem,pH,VF,035mm Length | 25 | 0 | 0.003 | 0.003
731301-4-10B | Elec,Cond,K=0.1,12x110mm,Graphite,BNC,#5731301-4-10B | 9 | 0 | 12.095 | 5.643
M26-017-010 | Sub,Junction,Porous Teflon,OD .500"x.290"Length | 0 | 0 | 2.266 | 2.266 | Lab-Ovh
027NG-120 | Sub,Oxygen,Galvanic,12x120mm Length | 0 | 0 | 0.064 | 0.01714
16111610 | PNS,Filter Paper,Microfiber 12.5cm Dia. 100 per Pack | 0 | 0 | 157.55 | 0
2759AQM | Sub,pH,DJ,Double New Plat Band 11252508 | 0 | 0 | 30.374 | 0
C13-002-WM | Sub,Cable,WM,C13,2 Feet,See Note | 0 | 0 | 2.947 | 0
M02-002-012 | Sub,Cap, Ryton, ID.0.482" for BNC | 955 | 0 | 1.898 | 1.898 | Lab-Ovh
5540AA6-110-VD | Sub,pH,VD,110mm Length | 0 | 0 | 0.016 | 0.01
SI1L1V2M-100 | Sub,Stem,pH,GoldDisk 11240250,100mm Length | 0 | 0 | 79.739 | 45.55
SI1O1V1B-125-5D | Sub,Stem,pH,5D,125mm Length | 152 | 0 | 1.63 | 1.59 | Lab-Ovh
00070711-122 | Sub,Cut,Barium, 7.11mm (.280") x 122mm Length | 0 | 0 | 0.019 | 0
ATT7KM-125 | Sub,Test Tube W/ Plat. Disk, 125 Length | 0 | 0 | 9.717 | 9.717 | Lab-Ovh
ELH-151 | Elec,pH,XVD,DJ,12x115mm,Epoxy,10K Ther,BNC/2.5G,Guard,Sealed | 1 | 0 | 14.685 | 4.807
YVL15B0031 | Elec,Cond,K=0.1,316L SS,PT100,1/2"BSP Thread,#C621-3-1-3 | 1 | 137.79 | 45.752 | 22.083 | PROX Lab
ENV-50-DO | Elec,Oxygen,Galvanic,Zinc Anode,Ag Cathode,PT1K,CPVC,SeeDraw | 0 | 299.17 | 89.913 | 36.529
00077993 | Raw,Pyrex Glass Tubing,19mm x 3.2mm wall,Heavy Wall | 44.725 | 0 | 0.9995 | 1
AREF65N-015 | Sub,Mono,Reference,015mm Length | 41 | 0 | 1.058 | 0.031 | Lab-Ovh
00070419-015 | Sub,Cut,Barium, 4.19mm (.165") x 015mm Length | 0 | 0 | 0.002 | 0
SI1L1V1A-110-BF | Sub,Stem,pH,BF,110mm Length | 23 | 0 | 0.014 | 0.013
C20-025-UF | Sub,Cable,UF,C20,25 Feet,See Note | 0 | 0 | 15.094 | 0
C32-004-SMY | Sub,Cable,SMY,C32,4 Feet,See Note | 0 | 0 | 1.818 | 0
SI1G1V1B-015-VD | Sub,Stem,pH,VD,015mm Length | 0 | 0 | 0.805 | 0.006 | Lab-Ovh
027NG-193 | Sub,Oxygen,Galvanic,12x193mm Length | 0 | 0 | 2.842 | 0.758
C32-X04-SMY | Sub,Cable,SMY,C32,4 Inches,See Note | 0 | 0 | 0.939 | 0
M07-003-062 | Sub,Tube, SS 316, For MKX, 26.375" length | 0 | 0 | 43.178 | 0
M05-018-001 | Sub,Cap Plug, Hast.-C, For MKX | 29 | 0 | 26.729 | 16.8 | Lab-Ovh
A-3515B-20H | Elec,pH,X5,TB557,SPR,PT100,Kynar/Viton,SolGrnd,TeflonTuffTip | 1 | 606.14 | 78.973 | 78.973 | Lab-Ovh
TB82PH-1010101 | Transmitter,ABB pH 2-Wire,Adv/Hart,Light supp,FM Cer | 2 | 2092.06 | 1594.025 | 1594.025
C1-020-WM | Sub,Cable,WM,C1,20 Foot,See Note | 0 | 0 | 13.069 | 0
ISTEK-373 | Elec,pH,X-5,SJ,12x110mm,Sealed CalomelReference,#5732928-10B | 0 | 0 | 8.296 | 4.145
ISTEK-374 | Elec,Fluoride,DJ,12x110mm,Refill,Epoxy Body,#F001508-003B | 8 | 0 | 32.476 | 27.217
ISTEK-375 | Elec,pH,DJ,XVD,12x225mm,Washer and Teflon,SPR,#I-1000-S8-225 | 1 | 105.21 | 41.282 | 41.282 | PROX Lab
ISTEK-376 | Elec,pH,DJ,XVD,12x225mm,Washer&Teflon,TempH,#I-1T00-S8-225 | 0 | 0 | 21.891 | 12.199
ISTEK-377 | Acce,Cable,3mm OD Cable,SN6 to Stripped andTinned,#9001098-0 | 0 | 43.08 | 27.331 | 22.164
ISTEK-378 | Elec,Plat,Glass,12X130mm,Refill,Side Arm,#RP45R70SAS7130 | 0 | 0 | 24.451 | 0
WJF-213 | Elec,pH,GX2,Autoclavable,Glass,120MM"A"Length,Sealed | 0 | 0 | 15.369 | 5.494
WJF-214 | Elec,Plat pH,AutoclavableRedox,Glass,120MM"A"Length,Sealed | 0 | 0 | 26.581 | 9.229
WJF-215 | Acce,Cable,Detachable,LowNoiseCoax,DLtoMaleBNC,RG174,#900107 | 0 | 0 | 7.853 | 4.6833
M07-032-007 | Sub,Tube,Black Epoxy,OD.,12mm x120mm L.,2 Slots 0.250",K=1.0 | 0 | 0 | 1.676 | 0.97444
PH44670-3B | Elec,pH,X-2,SJ,14mm Sleeve Junction,Refill | 0 | 0 | 0 | 0
M09-010-063 | Sub,Insert,CPVC ,for Self Cleanning, no junction, 1920757 | 0 | 0 | 0.555 | 0.274
22082009 | Raw,O-Ring,Silicone 70, 2-009 | 179 | 2.39 | 0.083 | 0.083
ATT5-190 | Sub,TestTube,3.68mm (.145") x 190mm Length | 29 | 0 | 0.008 | 0.006
00070368-190 | Sub,Cut,Barium, 3.68mm (.145") x 190mm Length | 0 | 0 | 0.008 | 0
M05-004-023 | Sub,Cap Plug,Delrin,For Tee Brass Plated, 4 pin military | 44 | 0 | 1.398 | 0.053 | Lab-Ovh
M01-003-038 | Sub,Housing, 316 S.S., 3/4"MPT. Both end, 4 Holes Guard | 0 | 0 | 4.351 | 1.974
M13-003-004 | Sub,Flow Cell,316SS,1"x 3-5/8"L.,3x 1/4"FNPT.,1x 3/4-16 TPI. | 0 | 0 | 18.646 | 16.852
00191111 | Raw,SS 316L,Square Bar 1" x 1" | 54 | 0 | 53.84 | 53.84
7795ADNB-130 | Sub,Plat,DJ,12x130mm Length | 0 | 0 | 14.969 | 0
M01-001-161 | Sub,Housing,Black Kynar,Rear,1/2" FPT x 18 TPI, 1600720-12 | 6 | 0 | 39.243 | 37.171 | Lab-Ovh
M01-001-162 | Sub,Housing,Black Kynar,Rear,1/2" FPT x 18 TPI, 1600720-04 | 0 | 0 | 9.077 | 0
M01-001-163 | Sub,Housing,Black Kynar,Straigth Knurl,7/8"-9NCT TPI. | 0 | 0 | 7.682 | 0
56060D2-10B | Elec,Antimony Billet,DJ,3/4" NPT,LCJ,SPR | 1 | 349.42 | 41.234 | 33.998 | PROX Lab
73E6940-3IU1 | Elec,Plat,DJ,12mmX115mm,Epoxy,Sealed,SPR,Ryton Cap,PT1K | 0 | 0 | 40.245 | 16.576
CYCLOPS-232 | Elec,Fluoride,CPVC,#192FL705S-DL | 0 | 0 | 55.437 | 27.028 | Lab-Ovh
S5701A-120-2 | Sub,pH,DJ,X2,AutoClaveAble,120mm Length | 0 | 0 | 0.068 | 0.034
S5701EM-120 | Sub,Plat pH,DJ,AutoClaveAble,120mm Length | 0 | 0 | 10.613 | 3.924
M01-003-039 | Sub,Housing, 316 S.S., 3/4-16 TPI., ID O-ring | 0 | 0 | 25.552 | 0
00071000-174 | Sub,Glass,Lead 1" OD Heavy Wall , 174 Length | 0 | 0 | 0.296 | 0
00077993-032 | Sub,Pyrex Glass Tubing,19mm Heavy Wall, 32mm Length | 0 | 0 | 0.028 | 0
M07-032-008 | Sub,Tube,Black Epoxy,OD.,0.242" x 0.180" ID. x 1.400"Leangth | 0 | 0 | 0.532 | 0
22092122 | Raw,O-Ring,Buna 70, 2-122 | 96 | 0 | 0.08 | 0.1
M05-004-024 | Sub,Cap Plug,Delrin,For Flow thru housing, 89022 | 0 | 0 | 0.077 | 0
C32-003-SMY | Sub,Cable,SMY,C32,4 Feet ,See Note | 0 | 0 | 1.33 | 0.625
SI1O1V1A-115-5F | Sub,Stem,pH,5F,115mm Length | 83 | 0 | 0.947 | 0.947 | Lab-Ovh
CTT1-138 | Sub,Pyrex,Test Tube,0.070" Glass Size,138mm Length | 0 | 0 | 0.055 | 0.03
00070070-138 | Sub,Cut,Pyrex,.074"ODx.053"ID x 138mm Length | 0 | 0 | 0.003 | 0
027NG-235 | Sub,Oxygen,Galvanic,12x235mm Length | 0 | 0 | 0.114 | 0.045
00071194-216 | Sub,CutGlass,Barium,.470"ODx216mm Length | 0 | 0 | 0.104 | 0
00070787-019 | Sub,Cut,Barium, 7.87mm (.310") x 019mm Length | 0 | 0 | 0.002 | 0
00071524-022 | Sub,Cut,Barium.600"(15.24mm)x022mm Length | 0 | 0 | 0.009 | 0
M01-003-040 | Sub,Housing,316SS.,3/4"MPT.,4 Holes Guard,2 O-rings,Flat Wre | 0 | 0 | 11.4 | 10.277
M01-010-078 | Sub,Housing, CPVC, Ceramic Junction .375,Tuff Tip, For ISE | 0 | 0 | 1.355 | 0
77021144 | Raw,Connector,RF,SMA Male for RG174 | 11241 | 0 | 0.48628 | 0.32875
77331001-XM | Raw,Temperature Compensator,PT100,Extra Micro for KVL-335 | 108 | 0 | 3.5407 | 3.5407
00070003-138 | Sub,Cut,Pyrex, 3mm x 1mm wall(STD),138mm Length | 0 | 0 | 0.055 | 0
ENV-45-PH | Elec,pH,DJ,X1,Speartip,Kynar,TeflonJunc,Sealed,Male SMA | 0 | 63.17 | 13.122 | 9.231
2731314-RODI | Elec,Cond,K=1.0,12x110mm,Platinum,Epoxy,PT1K,#2731314-32-20T | 0 | 0 | 61.223 | 18.717
550026 | MRO,Monitor Wipes, Lint Free 4.5''x 8.5'', (280/box) | 51 | 0 | 5.95 | 5.95
00601428 | Raw,Nut,Super Flangeless Nut,PEEK,1/4-28 Flat-Bottom | 583 | 0 | 3.45 | 3.45
AREF55N-015 | Sub,Mono,Reference | 0 | 0 | 0.046 | 0
00070368-015 | Sub,Cut,Barium, 3.68mm (.145") x 015mm Length | 0 | 0 | 0.001 | 0
SI1G1V1G-015 | Sub,Stem,ORP,015mm Length | 0 | 0 | 2.239 | 0.983
M01-005-018 | Sub,Housing,Natural PEEK, 1/4-28 Thread, Straigth Knurl | 395 | 0 | 2.3 | 2.3
C32-002-SMR | Sub,Cable,SMR,C32,2 Feet,See Note | 0 | 0 | 1.277 | 0
C32-002-SMG | Sub,Cable,SMG,C32,2 Feet,See Note | 0 | 0 | 1.274 | 0
11250020-010 | Platimun Wire, .020"Dia 99.99%, 10mm Length | 0 | 0 | 2.033 | 0
C32-002-SMB | Sub,Cable,SMB,C32,2 Feet,See Note | 0 | 0 | 1.289 | 0
SI1G1R1A-140-VF | Sub,Stem,pH,VF,140mm Length | 0 | 0 | 0.012 | 0.00684
51023-A | BulbGuards,EpoxyGlassBody 12mm,(4)pieces perbag,#BG50125-12C | 0 | 0 | 3.763 | 0.582
0TH-C0GS-1 | Elec,Potassium,DJ,12mmx110mm,Refillable,Glass,#K001502-003B | 0 | 0 | 21.283 | 16.144
M07-001-017 | Sub,Tube,Black Kynar,Simriz O-ring,MK7S, 22"Tube Length | 1 | 0 | 59.966 | 62.517 | Lab-Ovh
M01-001-164 | Sub,Housing,Kynar3/4"MPT,Ceramic,4-Slot,76mmIns.,TP561M-3-76 | 0 | 0 | 13.076 | 7.342
MU10118 | Sub,Housing,Kynar HolderFor 120mmProbe,M01-001-098 | 0 | 0 | 0 | 0
AREF86MV-049 | Sub,Mono,Reference, 049mm Length | 64 | 0 | 0.009 | 0.008
15382333 | Raw,Syringe Plastic 3 ml,B&D Luer-Lok Tip | 1770 | 0 | 0.12 | 0.12
M01-001-165 | Sub,Housing, Kynar,0.500" OD. x 4.500" Length, OD. Taper | 99 | 0 | 2.554 | 2.21
M09-009-014 | Sub,Insert, Teflon, O.D. 0.300" X 0.730" Length, Taper | 223 | 0 | 3.324 | 3.031
SI1L1V1S-041 | Sub,Stem,ORP,0.180 Plat Band, 041mm Length | 0 | 0 | 11.29 | 4.272
ELM-173 | Acce,Adapter,2 FBNC to 2 MBNC,40'length,For ELM-032 | 0 | 0 | 26.893 | 18.254
KVL-440 | Elec,pH,XVF,DJ,PT100,T/L,12mm PEEK Insert,Teflon,Simriz,SPR | 1 | 805.59 | 110.721 | 110.721 | Lab-Ovh
731301-4-10T | Elec,Cond,K=0.1,12x110mm,Graphite,#5731301-4-10T | 0 | 0 | 12.368 | 5.309
7442ABD-181 | Sub,MonoReference,SJ,12X181mm Length,8mm Side Arm,1 Wick0.04 | 5 | 0 | 0.108 | 0.07
6593AUP-073 | Sub,pH,SJ,SilverBillet,8mmOD x 073mm Length | 80 | 0 | 0.017 | 0.016
M07-003-063 | Sub,Tube,316 SS,For MK7Z,3000712Z-6.5" Length | 0 | 0 | 32.716 | 6.405
ITLI-022 | Elec,Fluoride,DJ,12x110mm,Refill,Epoxy Body,#F001508-003B | 0 | 0 | 30.875 | 27.859
COLE-406 | Elec,Cond,K=10.0,Plat,30K TC,#5731302-6A1-10BG2.5 | 0 | 0 | 45.3 | 16.825
93X557501 | Elec,pH,FS5,SJ,6x100mm,Glass,refill,US Standard,#13-620-92 | 0 | 39.82 | 27.453 | 6.65
KEY-005 | Elec,pH,XVD,Ceramic,3/4"MNPT Ryton,Short Hex,#V-AV500-10B | 0 | 185.2 | 14.989 | 7.106
M03-044-002 | Sub,Connector, BrassPlated, For K9 connector | 0 | 0 | 1.078 | 0.293
M17-044-001 | Sub,Pin, Brass, OD. 0.079" x 1.100" Length,For K9 connector | 79 | 0 | 0.119 | 0
M09-036-001 | Sub,Insert,Kel-f, Internal, Drill Thru For K9 Connector | 0 | 0 | 0.672 | 0.513
M01-005-019 | Sub,Housing,Natural PEEK,Teflon Junction,Tuff Tip,0.235"glas | 35 | 0 | 20.434 | 20.274 | Lab-Ovh
THERMO-003 | Elec,pH,FS5,DJ,3x38mm,AgCl,Refill,BNC,See Drawing | 0 | 0 | 14.944 | 5.15
THERMO-004 | Elec,pH,FS5,DJ,3x150mm,AgCl,Refill,BNC,See Drawing | 0 | 0 | 13.049 | 4.115
957NDB-235-5D | Sub,SJ,ThickWall,5D,.04"CeramicWick 33380040F,12mmx235mm | 0 | 0 | 0.098 | 0.02
CYCLOPS-233 | Acce,Adapter,Wiring FBNC to MBNC, Coax, 15' Length,#2010480- | 0 | 0 | 5.92 | 3.03
M4-Z11261100219 | Assembly,LiveTap,316SS/Viton,26"TubeLength,BV,w/HandTightFiT | 0 | 0 | 415.453 | 0
V-517B-20H-72 | Elec,pH,XVD,DJ,Teflon Tufftip,SolGrnd,1"MPT Kynar,PT100 | 0 | 0 | 51.33 | 34.985
00020002 | Raw,Barstock,Brass Rod 5/64"(2mm)OD x 11.8 inch L | 0 | 0 | 1.0336 | 1.0336
R001017-125 | Solu,Ref Fill, 4MKCl,Thin Gell,for ISE, 125mL Bottle | 0 | 25.71 | 1.482 | 1.399
R001017-30 | Solu,Ref Fill, 4MKCl,Thin Gell,for ISE, 30mL Bottle | 2 | 0 | 1.309 | 1.224
R001016-125 | Solu,Ref Fill, 1M KNO3 thin Gell, 125ml Bottle | 0 | 0 | 1.482 | 0
R001016-30 | Solu,Ref Fill, 1M KNO3,Thin Gell, 30mL Bottle | 0 | 0 | 1.309 | 0
SMR001017 | Solu,Starting Material, 4M KCl, Thin Gel, for ISE 1 L | 0 | 0 | 0 | 0
SMR001016 | Solu,Starting Material, 10% KNO3, Thin Gel, for ISE 1 L | 0 | 0 | 0 | 0
ENV-10-ORP | Elec,Plat,Half-Cell,PEEK Body,See Drawing | 0 | 64.55 | 27.656 | 6.664 | PROX Lab
ENV-10-PH | Elec,pH,XVD,Half-Cell,PEEK Body,See Drawing | 0 | 61.94 | 23.603 | 3.745 | PROX Lab
ENV-10-REF | Elec,Reference,Ceramic Wick,PEEK body, See Drawing | 0 | 64.12 | 21.381 | 7.602 | PROX Lab
314102ND | Sub,0.014" Silver Wire,102mm Length,AgCL Dip | 0 | 0 | 0.425 | 0.215
0028004 | Raw,wiper holder,STD,blk delrin,0.811"x0.472",TU01T-04-12 | 138 | 0 | 13.09 | 11
M01-002-017 | Sub,Ryton, Housing, T/L with Teflon Insert, OD O-rings | 113 | 0 | 13.967 | 0 | Lab-Ovh
00200111 | MRO,Supplies,Shop,Barstock,Teflon Bar 1" squared | 0 | 0 | 17.5 | 17.5
COLE-407 | Elec,pH,DJ,XVD,Teflon,Guard,10K,40mm Ins,#P721VV183T25S40 | 0 | 204.66 | 59.025 | 35.019
99030038 | Raw,Wire,C-?,26 ga, Brown Color Teflon Coated | 112 | 0 | 0.089 | 0.089
M11-010-017 | Sub,Nipple (Reducing Coupling),1/2"to3/4"NPT,remachine OD | 3 | 0 | 21.31 | 41.348
M09-020-019 | Sub,Insert,Black Ultem,DL Cap W/ O-Ring,S7 ,Deep 0.900" | 104 | 0 | 0.878 | 1.042
M03-020-007 | Sub,Connector,BlackUltem,13.5PGS pinning CapForS7,0.900"Deep | 25 | 0 | 7.257 | 3.482
M06-001-008 | Sub,Fitting,Kynar W/O-Ring,Nut,Ferrules (New Style)MKVIIK | 0 | 0 | 92.51 | 0
M01-015-015 | Sub,Housing,Blue Epoxy,Teflon Junc.,Flush,1.385"L.0.235"glas | 79 | 0 | 3.19 | 2.105
CL01502-020B | Elec,Chloride,DJ,12mmx110mm,refill,Glass Body | 0 | 0 | 20.123 | 4.055
CONDUC-04-3B | Elec,pH,XV,SJ,12x110mm,Refillable,calomel,#577V905-003B | 0 | 87.35 | 30.759 | 23.335 | PROX Lab
PCE-80-PH1200D | Elec,pH,XVD,DJ,12x120mm,Wick,Glass,Refill,#PH4V570-S7-120 | 8 | 91.69 | 29.807 | 29.807 | Lab-Ovh
V-516B-F6 | Elec,pH,DJ,TuffTip,Kynar 1"MPT w/Grd,100ohm,SolGrnd,SPR | 0 | 521.28 | 50.971 | 25.565
CB821-50HS | Assembly, Detachable Kynar for 455,456,457,458 Electrodes | 0 | 0 | 69.017 | 51.66
M4-Z11923100 | Assembly,LiveTap,316SS/Viton,19"TubeLength,BV,w/HandTightFit | 0 | 0 | 168.816 | 0
ELM-174 | Elec,pH,X-V,DJ,12x115mm,Epoxy,30k,3BRCA | 0 | 0 | 14.557 | 8.374
M4-Z11261100214 | Assembly,LiveTap,316SS/Viton,12"TubeLength,BV,W/HandTightFit | 0 | 0 | 469.772 | 202.15
PH-X5573501-3B | Elec,pH,X-2,6x110mm,Refill,SJ,#5573501-003B | 0 | 0 | 5.016 | 1.922
33030010 | Raw,Tubing,Heat Shrink 3/16"Green Color,w/Adhesive,4'Lengths | 229.06 | 0 | 0.52 | 0.52
99030010 | Cable,3 Conn,w/Low Noise w/No Outer Jacket,Red,Blk,Green | 0 | 0 | 0.61 | 0.61
22326801 | Raw,Cust, Rubber Boot for 6 pin Connector | 0 | 0 | 0.27 | 0.27
C32-020-HE | Sub,Cable,HE,C32,20 Feet,See Note | 0 | 0 | 7.959 | 7.959 | Lab-Ovh
00070013-223 | Sub,Cut,Pyrex Glass,20mm OD x 1.2mm Wall x 223mm Length | 0 | 0 | 0.574 | 0
00070112-042 | Sub,Cut,Glass,Pyrex Square 12mm x 1mm wall ,042mm Length | 0 | 0 | 0.535 | 0
C32-X18-SMY | Sub,Cable,SMY,C32,1.5Feet ,See Note | 0 | 0 | 1.208 | 0
C32-X18-SMR | Sub,Cable,SM,C32,1.5Feet,See Note | 0 | 0 | 1.583 | 0
C32-X18-SM | Sub,Cable,SM,C32,1.5 Feet,See Note | 0 | 0 | 1.192 | 0
SP40X | Elec,pH,SPR,KCl,Epoxy,Wick,12x120,F4,PT1K,SpinCap,#LPH-200 | 0 | 0 | 1.593 | 1
871EC-RE0-3100 | Elec,871EC-RE0-3,100FT Cable Length | 0 | 839.09 | 675.195 | 691.07 | Lab-Ovh
CREF135N-282 | Sub,Mono,Reference,282mm Length | 0 | 0 | 1.212 | 0.168
315060NN | Sub,0.015" Silver Wire,060mm Length | 0 | 0 | 0.466 | 0.04
00070375 | Raw,Glass Tube,Lead Glass, 375"OD x .035"wall | 4.327 | 0 | 1.73 | 1.73
AREFC3-130 | Sub,Mono,Reference,Calomel, 130mm Leght | 394 | 0 | 1.117 | 0.607
PHENO-009 | Elec,pH,XVD,DJ,6X240mm,Sealed,ReducedTip,Glass,S7 connector | 7 | 203.53 | 10.592 | 7.65
15380004 | MRO,Needle,Purple Hub,SS 21ga,1/2"Long (50 per Box) | 5166 | 0 | 0.00972 | 0.00972
M06-018-004 | Sub,Fitting,HAST-C,1-1/4"MPT x 1.070"ID, 2 O-Rings,completed | 0 | 0 | 240.434 | 0
ISTEK-379 | Acce,Cable,3MM Cable,SN6 to Strip and Tin ,#9001098-015T | 0 | 34.9 | 16.009 | 13.732
ISTEK-380 | Acce,Cable,3MM Cable,SN6 to Strip and Tin ,#9001098-010T | 0 | 32.72 | 12.235 | 10.993 | Lab-Ovh
ISTEK-381 | Elec,Cond,K=1.0,12.5x110mm,316L SS,PT100,#C527-2-1-020T | 1 | 91.98 | 45.931 | 19.509 | PROX Lab
M06-018-005 | Sub,Fitting, HAST-C, 1-1/4"MPT x 1.070"ID, 2 O-Rings | 0 | 0 | 6.831 | 0
M10-018-005 | Sub,Nut,HEX.,HAST-C, 12 TPI., for PART M06-018-005 | 0 | 0 | 173.16 | 0
M16-018-001 | Sub,Ferrule,Hast-C,Front MKVIIK, Used Fitting, M06-018-005 | 0 | 0 | 1.981 | 0
M16-018-002 | Sub,Ferrule,Hast-C, Rear MKVIIK, Use Fitting, M06-018-005 | 0 | 0 | 1.152 | 0
M17-005-001 | Sub,Pin,Natural Peek , OD. 1/8" x 0.210" Length | 2481 | 0 | 0.057 | 0.057 | Lab-Ovh
16495379 | Solu,Internal Fill for ISE-Perchlorate,#PERIF01,30ml | 0 | 0 | 1.309 | 0.445
192FL705S-DL | Elec,Fluoride,CPVC | 0 | 0 | 37.42 | 0
M09-002-057 | Sub,Insert,Ryton,W/TFE Jct,TuffTip,glass.235 x.202,0.9INST | 17 | 0 | 5 | 2.852
C32-X18-ZE | Sub,Cable,ZE,C32,X18 inches, See Note | 0 | 0 | 3.319 | 0
CYCLOPS-235 | Elec,Cond.,K=1.0,Graphite,PT100,12mmX110mm,#2731312-31-010T | 0 | 0 | 7.276 | 4.204
C18-010-IG | Sub,Cable,IG,C18,10Foot,See Note | 0 | 0 | 7.848 | 0
M19-003-028 | Sub,Sheath,SS 316,20" Length Standard,1-1/4"OD For Knick M4 | 0 | 0 | 59.922 | 53.984
M07-001-018 | Sub,Tube,Black Kynar,17.250" Length For M4 | 0 | 0 | 31.72 | 27.571
ENV-40-EC-K1.0 | Elec,Cond,K=1.0,12x110mm,Graphite,No TC,SMA | 0 | 39.2 | 7.922 | 5.265
M01-015-017 | Sub,Housing,BlueEpoxyTube,12x120mmLength,Bored one side0.447 | 52 | 0 | 3.116 | 1.347 | Lab-Ovh
M05-004-025 | Sub,Cap Plug,Delrin,For 4 Pin Military Connector | 33 | 0 | 1.454 | 0.165 | Lab-Ovh
ENV-20-EC-K1.0 | Elec,Cond,K=1.0,12x040mm,Graphite,No TC,SMA | 0 | 35.4 | 4.63 | 3.34
EBKCN-040 | Sub,Epoxy,Black,12mm X 040mmLength | 0 | 0 | 0.602 | 0
00070083-160 | Sub,Cut,Barium, 8.3mm (.325") x 160mm Length | 0 | 0 | 0.02 | 0
00070508-005 | Sub,Cut,Barium, 5.08mm (.202") x 005mm Length | 0 | 0 | 0 | 0
PHPE130-T | Elec,pH,X5,SJ,12X115mm,Sealed Ref,Polycarbonate,Tinned Lead | 0 | 0 | 4.632 | 4.339
7306940-T | Elec,Plat,DJ,12X115mm,Epoxy,Sealed,SPR,Tinned Lead | 0 | 0 | 22.135 | 16.628
C621-2-4-1-5T | Elec,Cond,K=1.0,1/2"MPT 316 SS,10K Ther, | 8 | 318.54 | 54.958 | 53.829 | PROX Lab
660180 | Raw,Label.Square,Blue,“Freeze Indicator Label”,Cust supplied | 1000 | 0 | 0 | 0
00274561 | Raw,Cust,1.5 Duracell Battery,Lazar,HPHRH-05-01 | 0 | 0 | 0 | 0
33AND909 | Solu,Sodium Hydroxide Neutralization 1% (w/v), Dropper | 4 | 0 | 4.101 | 0
33AND910 | Solu,Nitric Acid Neutralization 1.5% (v/v), Dropper Bot | 4 | 0 | 4.104 | 0
M07-003-064 | Sub,Tube,SS 316,MK7S,Tube 10feet length & 3/4" MPT Fitting | 0 | 0 | 138.763 | 97.766
33AND911 | Solu,Hydrogen Peroxide, 30% (w/v), Dropper Bottle | 4 | 0 | 0 | 0
33AND917 | Acce,Disposable Transfer Pipette (Pk/25) | 0 | 0 | 0 | 0
33AND919 | Acce,Kit,Dilution Refill (25 Vials and 25 Tips) | 0 | 0 | 33.796 | 0 | Lab-Ovh
33AND922 | Kit, Hg - Chelator for Mercury | 0 | 0 | 0 | 0
M07-010-025 | Sub,Tube,CPVC,Tube Spacer,1807800-57.000" | 0 | 0 | 8.364 | 6.534
GC021505-180-10 | Sub,ISE,Carbon Dioxide Glass Internal, 192mm Length | 0 | 0 | 0.037 | 0.028
M01-001-166 | Sub,Housing,Kynar,TFE Jct .280-.125,Tuff Tip,RP399T-S-72mm | 2 | 0 | 19.135 | 20.169
33AND923 | Solu,Sodium Hydroxide Neutralization 0.1% (w/v), 15 mLD | 0 | 0 | 0 | 0
SI1L1V1G-042 | Sub,Stem,pH,ORP,Plat Wire ,5.97mm (0.235")X 042mm Length | 12 | 0 | 2.682 | 3.69
00070597-042 | Sub,Cut,Barium, 5.97mm (.235") x 042mm Length | 0 | 0 | 0 | 0
99001077EB-075B | Acce,Cable,TPR Cable,AmplifierBuilt In with BNC &MoldexConne | 0 | 0 | 59.29 | 0
D-P711G0K325-S7 | Elec,Oxygen,Polarographic,12X325mm,Glass,No TC,S7 Connector | 0 | 0 | 11.056 | 8.048
MG21508-003R | Elec,Magnesium,DJ,12mmx110mm,Refillable,Epoxy Body | 0 | 0 | 166.55 | 21.21
D-P711G0K225-S7 | Elec,Oxygen,Polarographic,12X225mm,Glass,No TC,S7 Connector | 0 | 0 | 11.056 | 8.048
ENV-40-EC-K10 | Elec,Cond,K=10.0,Plat,12mmX130mm,Epoxy | 0 | 87.2 | 36.767 | 26.544
C32-003-SMG | Sub,Cable,SMG,C32,3 Feet,See Note | 3 | 0 | 1.558 | 1.006
M38-003-008 | Sub,Flange, 316 S.S., 2" #150, 1-1/2" FNPT.,Raise Face | 0 | 0 | 231.676 | 166.478 | Lab-Ovh
ELM-175 | Acce,Cable,German DL to BNC, RG174 L/N,#9001041-015B | 10 | 87.53 | 19.827 | 19.827 | Lab-Ovh
ELM-176 | Acce,Cable,German DL to BNC, RG174 L/N,#9001041-030B | 0 | 67 | 32.575 | 27.195 | Lab-Ovh
15002850 | MRO,Tooling,Pin & Die Set,for AgCl Pellets,.2850"ID | 0 | 0 | 1150 | 1150
1500300 | Raw,Flange,316SS, 2" 150# Flat Face Blind | 3 | 0 | 115.98 | 115.98
01X099317 | Elec,pH,X5,SJ,12X115mm,Sealed Reference,Epoxy,#PH7G130-3B | 0 | 0 | 6.258 | 0
22320716 | Raw,Strain Relief,Black Rubber w/Clamp | 50 | 0 | 8.2 | 8.2
C29-003-WZ | Sub,Cable,WZ,C29,3 Feet,See Note | 0 | 0 | 6.556 | 0
77020034 | Raw,Connector,4 pin Amphenol,Military Style | 48 | 0 | 10.65 | 10.65
01X218991 | Elec,pH,X-5,SJ,12mmX115mm,Clear Epoxy,30K,2735528J-3BIE | 0 | 0 | 14.715 | 0
C2-025-FF | Sub,Cable,FF,C2, See Note | 2 | 0 | 37.396 | 31.438
PT-PH1 | Elec,pH,XVF,DJ,12mm x 0.5",LTJ,SpinningCap(VLC),See Drawing | 1 | 84.11 | 38.035 | 15.962 | PROX Lab
ISTEK-383 | Elec,pH,XV,DJ,3/4"MPT CPVC,Ceramic Tuff Tip,SPR,#V-BV100-30H | 4 | 71.44 | 21.437 | 21.437
ISTEK-384 | Elec,pH,XVD,DJ,3/4"MPT CPVC,Guarded Tip,#V-BV700-30H | 2 | 96.53 | 45.432 | 10.202 | PROX Lab
PERIF01-30 | Solu,Internal Fill for ISE-Perchlorate, 30 mL | 0 | 0 | 1.309 | 0
9001091-003T | Acce,Cable,Adapter,3mm L/N coax,Detachable to Strip&Tint | 0 | 31.04 | 6.118 | 4.032
PROM-032 | Elec,pH,X-VF,DJ,3/4"NPT CPVC,PT1000,Tuff Tip,V-BV10E-50T | 1 | 146.24 | 70.836 | 64.313 | PROX Lab
V-19DB-F6 | Elec,pH/ORP,DJ,X5F,plat,PT100,T/L,Kynar | 2 | 533.69 | 64.621 | 64.621 | Lab-Ovh
027NG-130 | Sub,Oxygen,Galvanic,12x130mm Length | 0 | 0 | 0.07 | 0.03
027NG-335 | Sub,Oxygen,Galvanic,12x335mm Length | 0 | 0 | 0.162 | 0.06
00071194-316 | Sub,Cut,Barium, 11.94mm (.470") x 316mm Length | 0 | 0 | 0.149 | 0
V-1PWB-20H | Elec,pH,GXV,DJ,T/L,PT100,SolGrd,CeramicWickJunction,Glass | 0 | 524.88 | 63.406 | 64.158 | Lab-Ovh
00070004 | Raw,Tubing,Glass,Pyrex 4mm OD x .8mm Wall(Standard Wall) | 99.91 | 0 | 0.1995 | 0.1995
GECI-007-6T | Sub,Stam,ORP,PlatBand # 11250180 , Special Glass | 0 | 0 | 38.122 | 38.122 | Lab-Ovh
00070012-015 | Sub,Cut,Pyrex, 12mm (.470") x 015mm Length | 0 | 0 | 0 | 0
00070112-050 | Sub,Cut,Pyrex Square 12mm (.470")x 050mm Length | 0 | 0 | 10.7 | 0
00070004-020 | Sub,Cut,Pyrex 4mm OD x 020mm Length | 0 | 0 | 0 | 0
M17-026-004 | Sub,Pin,EpoxyGraphite,K=0.1,0.395"x 1.600"Length,Atlas Scien | 491 | 0 | 5.469 | 0.332
M38-003-009 | Sub,Flange, 316 S.S., 2" #150, 1-1/2" FNPT.,Flat-Face | 0 | 0 | 128.738 | 64.62
ENV-40-EC-K0.1 | Elec,Cond,K=0.1,12x110mm,Graphite,No TC,Male SMA | 0 | 37.01 | 12.251 | 10.206
M28-010-011 | Sub,Extension, CPVC, 1/2"FPT,Both End, 24"Length | 0 | 0 | 4.776 | 2.404
C18-005-TC | Sub,Cable,TC,C18,5 Feet,Cable:99030131,Connector:Strip&Tin | 0 | 0 | 2.718 | 2.718 | Lab-Ovh
Y-300E-20H | Elec,pH,X5D,SPR,PT1000,Kynar/Viton,LTJ,See Drawing | 0 | 472.1 | 46.816 | 22.418
SI1L1V1G-130 | Sub,Stem,pH,ORP,Plat Wire ,5.97mm (0.235")X 130mm Length | 235 | 0 | 2.698 | 3.885
M09-021-001 | Sub,Insert,Black Peek,W/Cer.Jct.,TuffTip,2Hole,280x202,TP561 | 0 | 0 | 14.687 | 11.677
ENV-40-PH-2 | Elec,pH,XVD,DJ,12X115mm,Sealed Reference,Amber Polycarb, | 0 | 25.34 | 7.794 | 5.377
TOPAC-054 | Elec,Cond,K=0.5,Graphite,4 Pin,PT1K,#5931344-72-12/8S | 0 | 0 | 42.092 | 6.623
M10-020-004 | Sub,Nut,Black Ultem,13.5 PG Thread,For Oxygen, M03-020-006 | 0 | 0 | 0 | 0
PH442C0-30T-110 | Elec,pH,X-2,DJ,12mmX110mm,Glass,Ryton Cap | 2 | 0 | 18.906 | 5.933
M07-018-010 | Sub,Tube, HAST-C, For MKX-33073F, 28.625" Length | 0 | 0 | 225.348 | 115.122
SI1R1V1B-58.5 | Sub,Stem,pH,VD,58.5mm Length | 27 | 0 | 0.804 | 0.768 | Lab-Ovh
00070083-53.5 | Sub,Cut,Barium, 8.3mm (.325") x 53.5mm Length | 0 | 0 | 0.007 | 0
NALCO-001 | Elec,pH,XVD,DJ,3/4"NPT,PT1K,S.S. body, 4",see drawing | 0 | 0 | 16.084 | 7.553
ENV-20-PH-10M | Elec,pH,X5,SJ,12mmx1",Sealed,Amber Epoxy, 33'Cable length | 0 | 0 | 13.622 | 0
C32-033-SMR | Sub,Cable,SM,C32,33 feet,See Note | 0 | 0 | 8.848 | 0
M10-001-010 | Sub,Nut, Kynar, Straight Knurl, 1/4"MPT. | 122 | 0 | 1.056 | 0.963
M03-044-003 | Sub,Connector modified,Vario Pin,Brass Plated,2 ID.O-rings | 162 | 0 | 9.796 | 6.77 | Lab-Ovh
M01-032-035 | Sub,Housing,Black Epoxy Tube,12x120mm(0.400"ID.)Tuff Tip,Tef | 58 | 0 | 3.437 | 1.625 | Lab-Ovh
M01-032-036 | Sub,Housing,Black Epoxy Tube,12x140mm(0.400"ID.)Drill 2 hole | 27 | 0 | 2.779 | 2.779 | Lab-Ovh
TB82PH-2110120 | Tranmitter,ABB,pH,2-Wire,CSA Certified,Adv/Hart,Ligh | 0 | 0 | 1528.01 | 1528.01
V-410B-33T | Elec,pH,XVD,DJ,TC 100 ohm,3/4"MPTKynarW/Grd,SolGrnd,SPR | 4 | 0 | 67.489 | 33.185
V-410B-66T | Elec,pH,XVD,DJ,TC 100 ohm,3/4"MPTKynarW/Grd,SolGrnd,SPR | 2 | 0 | 95.856 | 49.59
2005145-VF | Sub,pH,DJ,VF,93mm Length | 0 | 0 | 0.044 | 0.02621
M09-001-016 | Sub,Insert,Black Kynar,Teflon Junc.,Tuff Tip, 1.75" for T/L | 0 | 0 | 13.306 | 14.338 | Lab-Ovh
77000068 | Raw,Resistor,Metal Film 68.1k Ohm 1%,1/2 Watt | 30 | 0 | 0.375 | 0.38
SI1L1V1A-075-5F | Sub,Stem,pH,5F,075mm Length | 61 | 0 | 0.937 | 0.937 | Lab-Ovh
M23-001-005 | Sub,Sensor Holder,Kynar,TC 3000 ohm,for Foxboro(balsbaugh) | 2 | 0 | 12.693 | 8.742
M02-001-028 | Sub,Cap,Black Kynar,1/2-13 TPI.,Straight Knurl, for 1610900 | 0 | 0 | 0.941 | 0.815
TOPAC-055 | Elec,Cond,K=1.0,4Band,12x110mm,PT1K,8Pin,#5771304-32-20/8S | 0 | 0 | 44.56 | 22.484
M01-010-079 | Sub,Housing, CPVC Gray, 13/16-18 TPI. for ELM-101 | 34 | 0 | 7.039 | 2.048 | Lab-Ovh
M21-038-002 | Sub,Chamber,Delrin/Teflon,13.875" Length For MKX-33073F | 0 | 0 | 110.077 | 62.446
WJF-218 | Elec,pH,XVD,DJ,1"MNPT Kynar,Annular,100ohm,SolG,#V-510B-VPR | 0 | 0 | 41.497 | 22.082
BS813LA | Raw,PH12 FLOW CHAMBER ASSY,SS | 0 | 443.98 | 126.801 | 126.852 | Lab-Ovh
YVL75M0001 | Assembly,LiveTap,316SS/Viton,16"TubeLength,BV,w/HandTightFit | 0 | 1562.99 | 770.136 | 766.17 | Lab-Ovh
M01-001-168 | Sub,Housing,Black Kynar,Rear,1/2"FPT x 18 TPI,1600720-11.400 | 0 | 0 | 22.44 | 13.657
C20-012-DK | Sub,Cable,DK,C20,12 Feet,8 pin Din:77020278 ,Cable:99039536 | 0 | 0 | 10.545 | 0
WHA1505-002T | Elec,Waterhardness,DJ,12mmX110mm,Epoxy,Sealed Ref | 8 | 374.35 | 45.503 | 11.601 | PROX Lab
THERMO-977900 | Elec,Double Plat,KarlFisher,12X75mm from G/J,Glass,SeeDrawin | 0 | 0 | 51.848 | 22.832
M09-011-012 | Sub,Insert,PVC,Disk W/3 Holes same size,For ENV-50-EC-1,K=1. | 458 | 0 | 2.95 | 2.95
C32-003-CF | Sub,Cable,CF,C32,3 Feet, See Note | 0 | 0 | 33.156 | 0
C13-066-TC | Sub,Cable,TC,C13,66 Feet,Strip and Tin, Cable:99030241 | 0 | 0 | 52.542 | 0
ITLI-023 | Elec,Ammonium,Epoxy body,Spring loaded,#NH41503-003B | 2 | 0 | 10.542 | 5.522
TOPAC-056 | Elec,Cond.,K=1.0,Plat,12mmX110mm,PT1K,Glass,#5771302-32-3BB | 0 | 0 | 50.836 | 15.035
TOPAC-057 | Elec,Toroida,1.5"MNPT CPVC,0-100mS,4-20mA output,C3254.2-20T | 0 | 0 | 183.07 | 106.536 | Lab-Ovh
C27-030-TC | Sub,Cable,TC,C27,30 Feet,Cable:99030043 | 0 | 0 | 11.019 | 0
22172215 | Raw,O-Ring,Viton 75, 2-215, Brown Color | 156 | 0 | 0.16 | 0.16
M09-001-017 | Sub,Insert,Black Kynar,11/16"-16 TPI.,4 Hole Guard For392180 | 6 | 0 | 3.388 | 2.633
2305AQN-075 | Sub,Cond,2 PL/Band,10mmX075mmAg wire,14/15 Ground Joint | 0 | 0 | 41.787 | 12.144
1600416 | Raw,Flange,Kynar 3" (Natural Color) 150# Raise Face Blind | 0 | 0 | 398.82 | 398.82
ENV-40-PH-FSMA | Elec,pH,XVD,DJ,12mmX115mm,Sealed Reference,Amber Polycarb | 0 | 0 | 6.65 | 5.054
ENV-40-D0-FSMA | Elec,Oxygen,Galvanic,Zinc Anode,AG Canode,No TC,See Drawing | 0 | 0 | 25.781 | 11.605
ENV40ECK0.1FSMA | Elec,Cond,K=0.1,12x110mm,Graphite,No TC,Female SMA | 0 | 0 | 12.85 | 10.694
M01-001-169 | Sub,Housing,Black Kynar,W/13/16-18 TPI,2-O-rings,For ELM-177 | 19 | 0 | 57.51 | 41.537 | Lab-Ovh
M14-001-007 | Sub,Guard, Black Kynar,4 Holes, 13/16-18 TPI., for ELM-177 | 44 | 0 | 3.475 | 1.449 | Lab-Ovh
M21-001-002 | Sub,Chamber,Black Kynar 3.950" Length For Cyclops 3921080 | 0 | 0 | 27.389 | 21.21
M01-001-170 | Sub,Housing,Black Kynar,1-1/2"-14 TPI.,Med.Dia.Knurl,3921080 | 0 | 0 | 22.85 | 17.695
M17-019-003 | Sub,Pin,Titanium,OD. 1/8"x 0.350" Length for Twistlock | 26 | 0 | 0.407 | 0.407
M01-002-018 | Sub,Housing,3/4"MPT,Ryton T/L Mod.,Titanium pins,With Thread | 36 | 0 | 3.854 | 3.854
00221802 | Raw,Tee,Pipe Fitting,PVC 3/4"sch80,Female Threads | 0 | 0 | 4.76 | 4.76
00070368-060 | Sub,Cut,Barium, 3.68mm (.145") x 060mm Length | 0 | 0 | 0.002 | 0
22172114 | Raw,O-Ring,Viton 75, 2-114, | 92 | 2.4 | 0.183 | 0.183
C29-003-DD | Sub,Cable,DD,C29,3 Feet,See Note | 0 | 0 | 3.889 | 0
C20-020-MH | Sub,Cable,MH,C20,020 Feet,See Note | 0 | 0 | 22.297 | 0
ELM-177 | Elec,pH,X-2,SJ,Special Custom Holder,Kynar,#1963596X-005B | 0 | 196.46 | 94.78 | 77.052 | PROX Lab
V-A120B-10H | Elec,pH,XVF,DJ,3/4"MNPT Ryton,PTFE,Sol(Plat)PT100 | 0 | 479.6 | 56.748 | 56.748 | Lab-Ovh
C32-003-FSY | Sub,Cable,FSY,C32,4 Feet ,See Note | 0 | 0 | 1.412 | 0
M38-001-002 | Sub,Flange, Kynar, 3" #150, 1-1/4" FNPT., Raise Face | 0 | 0 | 442.69 | 398.82
C29-003-BO | Sub,Cable,BO,C29, 3 Feet,Male 2BNC:77020104,Cable:99030020 | 0 | 0 | 3.424 | 0
C15-006-HA | Sub,Cable,HA,C15,6 Feet,Hank:77280014,Cable:99030015 | 0 | 0 | 0.805 | 0.814 | Lab-Ovh
M09-002-058 | SubInsert,Ryton,Cer.Jct,TuffTip,1Hole for.202 glass,TP561M-S | 70 | 0 | 6.342 | 1.809 | Lab-Ovh
M40-011-001 | Sub,Tee, PVC, 3/4"FNPT., Modified for ENV-50-EC-1 | 269 | 0 | 5.284 | 2.38
DESIGN-082 | Elec,Waterhard,DJ,12X110,1/2MNPT,Glass,Seal,SPR,WHA2604-10T | 0 | 0 | 31.699 | 5.1167
242015 | Raw,0.015"Silver Wire,100mm (4.5") Length,AgCL Dip | 82041 | 0 | 0.38047 | 0.29
242005 | Raw,Ag Wire,.015"x5.5"(140mm) L,AgCL Dip,no bushing | 67127 | 0 | 0.51882 | 0.4125
242019 | Raw,Int Ag, .015 x 6, no bushing RoHS2 | 1733 | 0 | 0.50153 | 0.33974
M18-003-009 | Sub,Adapter,SS 316,3/4"FNPT. X 11 TPI., 2 Flat Wrenches | 0 | 0 | 6.912 | 0
TS0974897 | Elec,Platinum,DJ,T/L,3K ohm TC,SPR,Spade Lug,1916644-3SL | 1 | 0 | 36.953 | 15.088
M01-001-171 | Sub,Housing,Kynar HolderFor 120mmProbe,Simriz O-ring for M4 | 0 | 0 | 82.448 | 0
C20-020-TC | Sub,Cable,TC,C20,20 Feet,Strip and Tin,Cable:99039536 | 0 | 0 | 11.663 | 0
M01-032-037 | Sub,Housing,Black Epoxy Tube,12x120mm(0.400"ID.)Drill 2 hole | 50 | 0 | 1.632 | 0.952
BC7687 | Meter,Universal Controller,PanelMount,IP65,96x96x95m | 0 | 0 | 375 | 375
7791AM1 | Sub,pH,DJ,GoldDisk,12x090mm Length, 0.202" Internal | 3 | 0 | 78.293 | 44.677
M4-HKH120MM | Housing,Kynar,Holder,120mm,Probe,Simriz O-ring, M01-001-171 | 0 | 0 | 90.618 | 0
M4-SSS31621 | Sheath,SS 316,21" Length Standard,1-1/4"OD | 0 | 0 | 69.101 | 56.67
M4-STBK18 | Sheath,Tube,Black Kynar,18.250" Length | 0 | 0 | 36.849 | 29.14
M01-053-001 | Sub,Cond,K=1.0,Graphite,2 slot 0.125" W x 0.250"L,for Atlas | 0 | 0 | 3.709 | 0 | Lab-Ovh
MKX-33073F | Holder,MKX Hast-C,PNEU Retract Assy,Prox,Simriz O-R,7"insert | 0 | 13920.17 | 7124.767 | 2994.822
1000603 | J-Box,Aluminum,NENA4X/IP66,Epoxy Coated 3/4"x 3/4" FNPT | 3 | 33.44 | 62.5 | 62.5
1500465 | Raw,Flange,HastC276,3",150#,RF,1"FNPT | 3 | 0 | 975 | 975
ISTEK-385 | Elec,Sodium,DJ,12mmX110mm,Sealed,Epoxy Body,#NA71505-S8 | 9 | 166.3 | 29.68 | 7.065 | PROX Lab
00040080 | Nipple,1"X Closed,HastC,sch 80 | 3 | 0 | 108.33 | 108.33
M07-032-009 | Sub,Tube,Black Epoxy,OD.,0.472" x 0.414" ID. x 120mm Length | 538 | 0 | 2.242 | 2.242 | Lab-Ovh
C32-003-FSR | Sub,Cable,FSR,C32,3 Feet,See Note | 0 | 0 | 1.36 | 0
M01-015-018 | Sub,Housing,Blue Epoxy Tube,12mm x.400"IDx125mm,4 Slot Guard | 835 | 0 | 3.493 | 3.493 | Lab-Ovh
M4-SFTFSQ | Acce,Ferrule,Titanium,Front,Split For Q-fitting | 0 | 0 | 7.717 | 0
M4-SFTRSQ | Acce,Ferrule,Titanium,Rear,Split For Q-fitting | 0 | 0 | 4.209 | 0
ENV-30-PH-GRB | Elec,pH,X5,DJ,12x115mm,Sealed,Clear Epoxy,#PH7E2P0-3B,Grobo | 0 | 21.06 | 9.218 | 7.634
M21-003-008 | Sub,Chamber,316 SS, PTFE Coated Teflon,for Mark 7 Probe | 0 | 679.45 | 836.324 | 7.434
M01-060-001 | Sub,Housing,Red Epoxy Tube,12mm x.400"IDx125mm,4 Slot Guard | 712 | 0 | 3.638 | 3.607 | Lab-Ovh
ENV-10-TMP | Temp,Peek Body PT1K, Male SMA, See drawing | 0 | 32.69 | 15.355 | 7.704 | PROX Lab
33030005 | Raw,Tubing Heat Shrink 3/16"Gray Color,Non-Adhesive | 100 | 0 | 0.2209 | 0.2209
C32-002-GSM | Sub,Cable,GSM,C32,2 Feet,See Note | 0 | 0 | 1.274 | 0
M07-032-010 | Sub,Tube,Black Epoxy,OD.,0.472" x 0.400" ID. x 120mm Length | 832 | 0 | 1.676 | 0.976
LION-001 | Acce,Chamber,316SS, PTFE Coated ,,for Mark7, M21-003-008 | 0 | 2068.34 | 919.469 | 0 | Lab-Ovh
M01-015-019 | Sub,Housing,Blue Epoxy Tube,12mm x.400"IDx100mm,4 Slot Guard | 35 | 0 | 2.936 | 2.765 | Lab-Ovh
M01-024-004 | Sub,Housing, Amber Epoxy12mmx400"IDx125mmL,4 Slot Guards | 523 | 0 | 3.629 | 3.398 | Lab-Ovh
C32-003-BI | Sub,Cable,BI,C32,3 Feet , See Note | 0 | 0 | 1.56 | 0
C2-025-WH | Sub,Cable,WH,C2,25 Feet,See Note | 0 | 0 | 19.754 | 17.286
7439C9B-114 | Sub,MonoReference,SJ,12x114mm Length,1Wick0.045",Pyrex | 2 | 0 | 1.977 | 1.977
AREFA8-170 | Sub,Mono,Reference,170mm Length | 3 | 0 | 0.871 | 0.938
00070012-114 | Sub,Cut,Pyrex, 12mm (.470") x 114mm Length | 0 | 0 | 0.003 | 0
M07-018-011 | Sub,Tube,HAST-C,MK7Z,Tube & 3/4" MPT Fitting,29" Length | 0 | 0 | 260.328 | 19.032
M07-003-065 | Sub,Tube,Spacer 316 S.S.,23" Length for Mk7 | 0 | 0 | 19.878 | 16.5
00191301 | Pipe,SS316, 1/4"sch 40 | 22 | 0 | 9.25 | 9.25
CYCLOPS-236 | Elec,Antimony Billet,DJ,3/4" NPT,LCJ,SPR,#56060D2-20H | 1 | 164.53 | 46.32 | 0 | PROX Lab
ENV-50-EC-K1.0 | Elec,Cond,K=1.0,Graphite,2Pin,Pipe"T",PT1000 | 0 | 111.86 | 28.949 | 29.193
CYCLOPS-237 | Holder,Kynar T/L,PT100 w/Sol.Ground,Hastoloy C,Simriz SZ485 | 0 | 693.45 | 709.592 | 621.822
M07-032-011 | Sub,Tube,Black Epoxy,OD.,0.472" x 0.414" ID. x 50mm Length | 200 | 0 | 0.859 | 0.462
242017 | Raw.Ag Wire,.015"Diameter,160mm Length,AgCl Dip | 26850 | 0 | 0.7203 | 0.49
FLS2-XXX1 | Elec,ISE Fluoride module, BLK ABS,FL Tip#5745100A-0001 | 2 | 0 | 26.748 | 23.038
DOP2-U001-M10 | Elec,ODO,PVC#DOP2-U001,9M cable to UIB,1M after UIB | 0 | 550 | 329.207 | 269.951 | PROX Lab
00190071 | Raw,Agitator shaft 2mm,v4,0,DOCPA-04-01 | 0 | 0 | 38.16 | 0
BS809EP | FLOW CHAMBER,THREADED, | 2 | 0 | 100.049 | 98.617 | Lab-Ovh
M07-024-001 | Sub,Tube, Gold Epoxy, OD. 12mm x .400" ID. x 36mm L. | 0 | 0 | 0.93 | 0.475
PHBVA10-3B-100 | Elec,pH,GXV,SJ,6x100mm,Epoxy Body,Sealed,10mm cap, 3 ft BNC | 0 | 0 | 12.636 | 3.723
M02-020-040 | Sub,Cap,Black Ultem Molded DL Cap,2 O-Rings,for SN6 Connecto | 27 | 0 | 4.633 | 4.567 | Lab-Ovh
M01-027-007 | Sub,Housing, PVC Black, Conductivity, K=0.4 | 0 | 0 | 6.538 | 0
7795A6B-76 | Sub,MonoReference,12x76mm Length,Side Arm,1 wick .08 | 32 | 0 | 0.047 | 0.023
35408-58 | Elec,Cond,K=10.0,#5731302-6A1-10WI8,12x130mm,Plat,30K TC | 0 | 0 | 45.223 | 16.112
33030010-N | Raw,Tubing,Heat Shrink,3/16"Green,Non-Adhesive,4ft Lengths | 536 | 0 | 0.52 | 0.52
C17-010-TC | Sub,Cable,TC,C17,Cable:99031126 | 0 | 0 | 7.212 | 0
M01-015-020 | Sub,Epoxy,Blue,12mmODx.350"IDx075mm Length, 2 Oring,NoGuard | 39 | 0 | 2.724 | 2.775 | Lab-Ovh
NH41505-S8 | Elec,Ammonium,DJ,12mmX110mm,Epoxy,Sealed,S8 | 8 | 595 | 38.557 | 32.477 | PROX Lab
M01-011-051 | Sub,Housing, PVC Gray,1/2"-13 Thread,2 Slot Guards,LH-003 | 13 | 0 | 0.875 | 0.138
A-2001-36BH | Elec,pH,TB551,XVD,DJ,SPR,3Kohm,Kynar/Viton | 0 | 0 | 68.667 | 74.498
2010657S-25 | Acce,Cable,FBNC/Hanked to Hanked,S=ZV cable,L/N & 3-cond, 25 | 0 | 0 | 20.412 | 14.55
CHEMA-064 | Elec,pH,XVF,DJ,3/4"MNPT Ryton,Teflon Tuff tip,Sol(Plat)PT100 | 0 | 0 | 0 | 0
CHEMA-065 | Elec,pH,X5F,DJ,TuffTip,Ceramic,PT100,3/4"Ryton,#V-A210B-40BT | 1 | 262.65 | 61.052 | 31.085
M18-003-010 | Sub,Adapter,316SS,1-1/2"NPT.,6 Flat Wrenches,for T/L,1500111 | 0 | 0 | 15.624 | 6.611
C2-050-TC | Sub,Cable,TC,C2,50 Feet,Cable:99030517, Connector: Strip Tin | 0 | 0 | 32.021 | 24.466
M01-035-004 | Sub,Housing, Clear Epoxy Tube,12mm x 0.400"I.D. x 137 | 60 | 0 | 3.527 | 3.5273 | Lab-Ovh
M01-015-021 | Sub,Housing,Blue Epoxy Tube,12mm x.400"IDx120mm,4 Slot Guard | 169 | 0 | 3.306 | 2.983 | Lab-Ovh
M01-060-002 | Sub,Housing,Red Epoxy Tube,12mm x.400"IDx120mm,4 Slot Guard | 558 | 0 | 3.431 | 2.185 | Lab-Ovh
M01-015-022 | Sub,Housing,Blue Epoxy Tube,12mm x 0.400"ID x 140mm Length | 0 | 0 | 2.86 | 0
M01-032-038 | Sub,Housing,Black Epoxy Tube,12x140mm(0.400"ID.)Drill 2 hole | 1528 | 0 | 2.254 | 2.254 | Lab-Ovh
15700192 | MRO,Coolant, CoolantTech 8005 for CNC Machine | 0 | 0 | 20.35 | 20.35
M01-024-005 | Sub,Housing,Amber,12mm x.0.40"ID x 75mm Length,With 2-O-ring | 430 | 0 | 2.775 | 2.775 | Lab-Ovh
DO-MEM-R | Acce,Kit,DO Membrane Replacement (PK/2) for ENV-40-D0 | 0 | 26.65 | 10.222 | 0.341
WJF-219 | Acce,Cable,Vario pin to H,Rosemount wiring#2010VPR-PTS-16H,S | 0 | 0 | 60.334 | 19.91
YVL05A0036 | Elec,pH,TB557,XVD,SPR,PT100,Kynar/Viton,#A-300B-20H | 1 | 129.77 | 58.384 | 55.374 | Lab-Ovh
M01-035-005 | Sub,Epoxy,Clear,12mm O.D.x.400"I.D.x100mm Length,Slot Guards | 52 | 0 | 1.974 | 2.01
M01-060-003 | Sub,Housing,Red Epoxy Tube,6mm x.180"IDx165mm L.,4 Slot Guar | 117 | 0 | 2.991 | 1.933 | Lab-Ovh
11110134 | Raw,Barstock,Titanium 1-3/4"Dia,Round Bar | 4 | 0 | 27.8049 | 27.8049
PA-06M | Raw,Meter,6 Channels MV/EC/T-Meter | 0 | 0 | 0 | 0
M01-035-006 | Sub,Clear Epxoy,12mm O.D.x.400"I.D.x125mm Length,Slot Guards | 356 | 0 | 3.973 | 3.966 | Lab-Ovh
955NA-235-VD | Sub,pH,SJ,VD,12x235mm Length,Ceramic Wick .04 33380040F | 12 | 0 | 0.15 | 0.15
M01-001-172 | Sub,Housing,Black Kynar,MK1A, 1/2" FPT x 3/4"MPT., 18"L. | 0 | 0 | 46.787 | 0
M01-001-173 | Sub,Housing,Black Kynar,1/2" FPT x 3/4"MPT.,18"L. for MK1A | 0 | 0 | 24.13 | 0
M01-001-174 | Sub,Housing,Black Kynar,MK1A, 1/2" FPT x 3/4"MPT., 6"L. | 36 | 0 | 35.426 | 33.667 | Lab-Ovh
MBARI-001 | Pellet, ISE-Chloride, 7.2mm OD x 4.6mm H, MBARI Tool | 100 | 65.46 | 0 | 0
7597AA-135-VII | Sub,stem,pH,ASG VII,Dome,SJ,0.472"/0.195"x5.32"L#H0P2G-02-01 | 0 | 0 | 0.015 | 0
M01-061-001 | Sub,Housing,Blk Polymer,.476"ODxx125mm,4 Guard,35 series | 12 | 0 | 1.515 | 1.515 | Lab-Ovh
M28-001-007 | Sub,Extension,Kynar,14 TPI. Male and Female both end,for M4 | 4 | 0 | 6.894 | 6.098
M09-019-005 | Sub,Insert,Titanium O-Rings 1-1/2" MPT Q-Fitting | 0 | 0 | 61.727 | 0
PCE-80-PH1015 | Elec,pH,XVD,VLRFill,DJ,Epoxy,30K,12x110,Seal,PR7V270J-3BPW8 | 0 | 0 | 21.709 | 13.1
22320011 | Stopper,Natural Red Rubber,11mm for Refill Hole | 474 | 0 | 0.15737 | 0.15737
SI3S3O1LS-057 | Sub,stem,GLS,Pyx,no bulb,.375/.275x2.25"L,Refill,ARSGG-01-01 | 0 | 0 | 0.057 | 0
C18-006-TC | Sub,Cable,TC,C18,6 Feet,Cable:99030131,Connector:Strip&Tin | 0 | 0 | 4.608 | 2.88 | Lab-Ovh
22170602 | Raw,O-ring,VT75, 6X1.5mm | 0 | 0 | 0 | 0
CERT-67AP | Cert,Certificate A Document (046CE100A) | 0 | 75 | 1.619 | 0 | Lab-Ovh
ECEPCO250006A | Service,875CR,871CC factory Cal,paired set with probe | 0 | 275 | 18.784 | 0 | Lab-Ovh
00286011 | RM, Neoflon FEP film NF-0050 Industrial Grade, MG series, 2s | 0 | 0 | 0.02371 | 0
M01-024-006 | Sub,Housing,Amber Epoxy Tube,12mm x 0.400"I.D.x 125mm Length | 1 | 0 | 2.688 | 2.024
M01-035-007 | Sub,Epoxy,Clear,12mmODx.400"IDx120mmLength,NoGuard,2holesCON | 86 | 0 | 2.946 | 2.962 | Lab-Ovh
PH-X55335018 | Elec,pH,X-5,SJ,6x155mm,Red Epoxy,Sealed,#5533501-M02I | 0 | 68.5 | 32.411 | 32.11 | Lab-Ovh
M01-060-004 | Sub,Housing,Red Epoxy Tube,6mm x.180"IDx120mm L.,4 Slot Guar | 47 | 0 | 1.573 | 1.573
2010662-80B | Acce,Adapter,Wiring SN6 to MBNC, 3mm Coax, 80' Length | 0 | 0 | 65.692 | 49.695
16350187 | Raw,Barstock,Graphite Rod,3/16"(.187")OD | 8 | 0 | 3.7 | 3.7
M18-022-001 | Sub,Adapter,Natural Kynar for DESIGN-CONTROL,1/2MPT.x5/8-14 | 0 | 0 | 9.127 | 5.1036
SI1G4R1A-036-VF | Sub,Stem,pH,VF,36mm Length | 0 | 0 | 4.648 | 4.434 | Lab-Ovh
00070419-036 | Sub,Cut,Barium, 4.19mm (.165") x 036mm Length | 0 | 0 | 0.003 | 0
DESIGN-083 | Acce,Adapter,1/2" MNPT to 5/8-14 F/BSP thread NTL PVDF,#1021 | 0 | 0 | 0 | 0
C2-036-WM | Sub,Cable,WM,C2,36 Feet,See Note | 0 | 0 | 24.063 | 0
M01-015-023 | Sub,Housing,Blue Epoxy,12mm x.400"IDx120mm,.200"Ceramic Wick | 110 | 0 | 2.476 | 1.311
192WH57-20T | Elec,Water Hardness,DJ,3/4" MPT CPVC,Cer. | 1 | 278.1 | 61.511 | 49.069 | Lab-Ovh
PHYSI-001 | Elec,pH,GXV,SJ,6x100mm,Glass,Sealed,10mmcap,#PHCV110-3B-100 | 4 | 139.94 | 4.982 | 4.08
MK7Z-41223310 | Holder, MKVII-Z, HastC, InsAssy, ModTip, J-box, 12"Ins. | 0 | 0 | 2248.866 | 283.7767
00070508-011 | Sub,Cut,Barium, 5.08mm (.202") x 011mm Length | 0 | 0 | 0.001 | 0
05290023 | Raw,Chem,Potassium Ferrocyanide, 500g bottle | 0 | 0 | 0.6884 | 0.6884
05290024 | Raw,Chem,Potassium Ferricyanide, 500g bottle | 250 | 0 | 0.72624 | 0.72624
VLR-R-ALT2 | Solu,Ross-Style Ref Gel, with Natrosol (ferri-ferrous) | 0 | 0 | 0.155 | 0
5500AA-110-VD | Sub,pH,SJ,XVD,6x110mm Length | 0 | 0 | 0.019 | 0
C13-040-WL | Sub,Cable,WL,C13,40 Feet,See Note | 0 | 0 | 30.619 | 0
C32-010-WM | Sub,Cable,WM,C32,10 Foot,See Note | 0 | 0 | 3.439 | 0
5500A5NA4-110VD | Sub,pH,SJ,X-VD,6x110mm Length,1Wick | 39 | 0 | 0.063 | 0.051
00070292-115 | Sub,CuteTube,Barium 2.92mmODx.558mm wall,115mm Length | 0 | 0 | 0.003 | 0
M01-035-008 | Sub,Epoxy,Clear,12mm O.D.x.400"I.D.x137mm Length,Slot Guards | 10 | 0 | 3.725 | 3.725 | Lab-Ovh
MK7Z-42423311 | Holder,MKVII-Z,Hastelloy C,ModTip,Klrz,24"Ins | 0 | 5670.3 | 2437.524 | 798.511
PHPG110-3B | Elec,pH,X5,SJ,12X115mm,Sealed Reference,Polycarbonate | 0 | 0 | 7.725 | 3.648
RPPC110-3B | Elec,ORP,SJ,12X115mm,Sealed Reference,Polycarbonate,PlatWire | 0 | 0 | 11.137 | 4.86
C32-003-BE | Sub,Cable,BE,C32,3 Feet,See Note | 0 | 0 | 1.767 | 0
4501AAV-020-1 | Sub,Stem,pH,SJ,X1,Reduced Tip,4X020mm Length,AnnularJunction | 0 | 0 | 0.043 | 0.07
YVL75A0181 | Elec,Cyanide,DJ,12x110mm,SPR,Glass,Sealed,#CN02604-010B | 0 | 0 | 49.902 | 4.885
EC100GTSO05W | Elec,pH,X-5D,#EC100GTS005T,#M721SBV1233T16T | 0 | 0 | 50.015 | 35.773
ECHTPTTSO05W | Elec,Plat,DJ,#ECHPTTSO05T,Teflon,3/4" MNPT with Guard,SOL | 0 | 0 | 69.45 | 47.124
SMR001065 | Starting Material,Galvanic,Ag/Zinc,O2,1M NaCl+0.01M Borax,1L | 2.22 | 0 | 0 | 1.652
R001065-30 | Solu,Galvanic,Ag/Zinc,O2,1M NaCl + 0.01M Borax, 30 mL | 0 | 0 | 1.309 | 1.224
1608643-30H | Elec,Graphite,DJ,1" MNPT Kynar,Flat Surface,SPR | 0 | 0 | 29.76 | 18.817
00070292-017 | Sub,Cut,Barium, 2.92mm (.115") x 17mm Length | 0 | 0 | 0 | 0
M01-020-026 | Sub,Ultem,Black,12mmOD,P.Ceramic,0.235"Tuff Tip,120mm Length | 0 | 0 | 5.596 | 4.334
00070055-050 | Sub,Cut,Lead,.053"OD x .023"ID x 050mm Length | 0 | 0 | 0 | 0
00070055 | Raw,Glass,Lead .053"OD x .023"ID x .015"Wall2 | 6.983 | 0 | 45 | 45
M31-004-002 | Sub,Ring,Black Delrin,For Neptune Systems | 0 | 0 | 0.12 | 0.065
77030034 | RAW, PCB Assy, Chlorine, USB Modbus, Proteus | 0 | 0 | 0 | 0
00070597-310 | Sub,Cut,Barium, 5.97mm (.235") x 310mm Length | 0 | 0 | 0.037 | 0
PCE-80-PH2205 | Elec,pH,X-VF,DJ,12x110mm,Epoxy,Tuff Tip,#573V734-S7 | 0 | 0 | 11.863 | 7.319
PH7V130-10B-300 | Elec,pH,XVD,SJ,12mmX300mm,Sealed Reference,Epoxy Body | 0 | 0 | 18.938 | 0
M01-015-024 | Sub,Epoxy,Blue,12mmODx.400"IDx310mm Length, 4 Slot Guards | 0 | 0 | 6.236 | 3.324
00040005 | Raw,Fitting,Conpression,HastC,1"Tube x 1"MNPT,w/ferrules | 3 | 0 | 350 | 350
C63-030-TC | Sub,Cable,TC,C63,30Feet,Strip and Tin,Cable:99031008 | 0 | 0 | 43.285 | 43.285 | Lab-Ovh
0931344-TV20 | Elec,Cond.,K=0.5,4 pin Graphite,15.5X120mm,Sub Assembly,30K | 0 | 0 | 8.068 | 3.178
77033254 | Raw,PC Board,Assembled,Digital Multi Parameter | 0 | 0 | 90 | 90
00070787-105 | Sub,Cut,Barium, 7.87mm (.310") x 105mm Length | 0 | 0 | 0.011 | 0
M17-014-006 | Sub,Pin, Graphite, .235" O.D. x 0.500" Length | 0 | 0 | 1.293 | 1.165
PH-X6733581M-PG | Elec,pH,2,SJ,12x75mm,Epxy,Oring 2-205,With Guard#6733581-33B | 0 | 0 | 19.407 | 0
PH-X6733581L-PG | Elec,pH,X2,SJ,AC,Epoxy,Oring 2-205,With Guard#6733581-013B | 1 | 30.45 | 25.097 | 7.776 | PROX Lab
M01-035-009 | Sub,Epoxy,Clear,.242"O.D.x.180"I.D.x230mm Length,Slot Guard | 58 | 0 | 4.93 | 3.125
M01-035-010 | Sub,Epoxy,Clear,12mm O.D.x.400"I.D.x120mm Length,Slot Guards | 0 | 0 | 2.357 | 0
M18-003-011 | Acce,Adapter,316SS 3/4" MPT High pressure | 0 | 527.14 | 11.836 | 0
C1-017-UG | Sub,Cable,UG,C1,17 Feet,See Note | 0 | 0 | 11.267 | 0
C13-007-TC | Sub,Cable,TC,C13,07 Feet,Strip and Tin, Cable:99030241 | 30 | 0 | 5.4158 | 5.4158
ENV-50-EC-K0.1 | Elec,Cond,K=0.1,Graphite,2Pin,Pipe"T",PT1000 | 0 | 111.86 | 35.801 | 36.082
00070241-177 | Sub,Cut,Barium, 2.41mm (.095") x 177mm Length | 0 | 0 | 0.003 | 0
00070597-147 | Sub,Cut,Barium, 5.97mm (.235") x 147mm Length | 0 | 0 | 0 | 0
00070597-144 | Sub,Cut,Barium, 5.97mm (.235") x 144mm Length | 0 | 0 | 0.017 | 0
M01-020-027 | Sub,Housing,Ultem,Black,12mm OD,Slot Guard 120mm Length | 12 | 0 | 2.674 | 1.757 | Lab-Ovh
M09-020-020 | Sub,Insert,Black Ultem, for Platinum Band | 5 | 0 | 5.561 | 3.366 | Lab-Ovh
SI1R1V2L-120 | Sub,Stem,pH,NoBulb,DJ,120mm Length | 0 | 0 | 0.014 | 0.008
M01-015-025 | Sub,Housing,BlueEpoxyTube,12x125mmLength,2 O-Rings,SlotGuard | 199 | 0 | 3.436 | 2.298 | Lab-Ovh
M01-060-005 | Sub,Housing,Red EpoxyTube,12x125mmLength,2 O-Rings,SlotGuard | 1164 | 0 | 4.693 | 3.391 | Lab-Ovh
M07-019-012 | Sub,Tube,Titanium Sensor,20" Length For MK7Z | 0 | 0 | 75.05 | 0
MK7Z-51621210 | Holder,MKVII-Z,Titanium Grade 2, Viton O-ring, 16" Insert. | 0 | 0 | 608 | 0
00070711-025 | Sub,Cut,Barium, 7.11mm (.280") x 025mm Length | 0 | 0 | 0 | 0
00070295-100 | Sub,Cut,Glass,Lead .295"OD X 100mm Lenght | 0 | 0 | 0.002 | 0
C6-016-TC | Sub,Cable,TC,C6,16 Foot,Strip and Tin,Cable:99030006 | 0 | 0 | 16.872 | 0 | Lab-Ovh
M01-011-052 | Sub,Housing,PVC,Conductivity,K=0.1, ENV-50-EC-K0.1 | 252 | 0 | 0.819 | 0.741
M33-003-003 | Sub,Sanitary,SS 316,For 2" | 0 | 0 | 31.219 | 0
ISTEK-386 | Elec,pH,XV,DJ,3/4"MPT CPVC,Ceramic Tuff Tip,SPR,#V-BV100-20H | 0 | 73.17 | 18.629 | 0
M01-001-175 | Sub,Housing,Black Kynar, 1"MPT, flush tip, ceramic Junction | 0 | 0 | 14.732 | 12.383
M09-011-013 | Sub,Insert,PVC,Disk W/3 Holes Different size,For K=0.1 | 390 | 0 | 0.028 | 0.016
M17-014-007 | Sub,Pin, Graphite, .300"OD Step down .200" x 0.800" Length | 178 | 0 | 3.217 | 0.191
15070303 | Valve,Ball,Titanium 1"Full Port,FNPT Both Ends,Lever Handle | 0 | 0 | 1250 | 1250
M07-019-013 | Sub,Tube,Titanium Sensor,30" Length For MK7Z | 0 | 0 | 101.245 | 78.389
M07-010-026 | Sub,Tube,CPVC,Tube Spacer,1807800-24 | 0 | 0 | 3.535 | 2.762
C32-007-HA | Sub,Cable,HA,C32,7 Foot,See note | 0 | 0 | 2.044 | 0
M02-047-002 | Sub,Cap,Polypropelyne,Black Thumb nail For Strain Relief | 496 | 0 | 1.394 | 1.256
C32-X18-SMB | Sub,Cable,SMB,C32,1.5 Feet,See Note | 0 | 0 | 1.267 | 0
M01-005-020 | Sub,Housing,Natural PEEK,Teflon Junc.,Slots Guard,R-6 Style | 21 | 0 | 53.508 | 55.15 | Lab-Ovh
M01-001-176 | Sub,Housing,Black Kynar,MK1A, 1/2" FPT x 3/4"MPT., 12"L. | 3 | 0 | 40.633 | 30.322
2010662-15B | Acce,Adapter,Wiring SN6 to MBNC, 3mm Coax, 15' Length | 0 | 59.02 | 16.781 | 0
M01-001-177 | Sub,Housing,Black Kynar,1/2" FPT x 3/4"MPT.,11"L. for MK1A | 0 | 0 | 18.531 | 14.552
M01-020-028 | Sub,Housing,Ultem,Black,12mm OD,36 TPI., 4.150" Length | 6 | 0 | 7.73 | 0 | Lab-Ovh
M14-020-001 | Sub,Guard,Black Ultem,4 Places For PRO-022 | 21 | 0 | 1.538 | 0.446 | Lab-Ovh
M09-020-021 | Sub,Insert,Black Ultem,36 TPI. W/ O-Ring for Oxygen | 100 | 0 | 4.424 | 1.116 | Lab-Ovh
C32-026-HA | Sub,Cable,HA,C32,26 Feet,Connector:77280014,Cable:99030045 | 0 | 0 | 6.677 | 0
M07-031-002 | Sub,Tube, Silver OD. 0.248" x ID. 0.206" x 1.300" Length | 0 | 0 | 13.653 | 0
M05-004-026 | Sub,Cap Plug,Delrin,For Shealth, 6 Pin military | 0 | 0 | 1.886 | 0.099 | Lab-Ovh
M19-019-007 | Sub,Sheath,Titanium ,For TBI 557,21" Length,3500720-21 | 15 | 0 | 17.114 | 15.418
M01-015-026 | Sub,Housing, Blue Epoxy Tube, 6mm x 84mm Length | 18 | 0 | 4.218 | 7.547 | Lab-Ovh
M01-015-027 | Sub,Housing, Blue Epoxy Tube, 12mm x 84mm Length | 91 | 0 | 2.334 | 2.192 | Lab-Ovh
M01-015-028 | Sub,Housing, Blue Epoxy Tube,12mm x 84mm L. & 6mm x 84mm L. | 0 | 0 | 7.084 | 1.915
M10-003-020 | Sub,Nut,SS 316,Diamond Knurl, 11-1/2 NPS | 0 | 0 | 8.66 | 3.04
M01-015-029 | Sub,Blue Epoxy Tube,12mm OD x.400"ID x 90mm Length,4 Slot Gu | 942 | 0 | 2.712 | 2.556 | Lab-Ovh
M01-015-030 | Sub,Housing, Blue Epoxy Tube, 6mm x 114mm Length | 12 | 0 | 5.189 | 9.7 | Lab-Ovh
M01-015-031 | Sub,Housing, Blue Epoxy Tube, 12mm x 114mm Length | 79 | 0 | 2.75 | 2.578 | Lab-Ovh
M01-015-032 | Sub,Housing,Blue Epoxy Tube,6mm x 114mm L. & 12mm x 114mm L. | 0 | 0 | 8.568 | 0
025IP-.040 | Sub,Internal,.040Pt wire,165" X 127mm Length | 1 | 0 | 12.935 | 7.577 | Lab-Ovh
00050000 | Raw,Housing Tube,.580"OD x 1.750"L,supplied by Dascor | 0 | 0 | 0 | 0
77180222-G | Raw,Conn,Cable End,for RG174 LowNoise SN6- Telegartner | 61 | 0 | 13.739 | 13.739
00070003-140 | Sub,Cut,Pyrex, 3mm x 1mm wall(STD),140mm Length | 0 | 0 | 0.055 | 0.03
M09-022-003 | Sub,Insert,Kynar,For Guard pH Flow 7/15 Taper,Epoxy(14/15 GJ | 35 | 0 | 6.446 | 6.289 | Lab-Ovh
M09-020-022 | Sub,Insert,Black Ultem, for pH pHree Flow | 98 | 0 | 4.033 | 3.958 | Lab-Ovh
M07-003-066 | Sub,Tube,316 SS,For MK7Z,3000712Z-17 | 0 | 0 | 44.546 | 14.7325
M18-003-012 | Sub,Adapter,316SS,2"MPT.,6 Flat Wrenches,for T/L,1600145-SS | 0 | 0 | 42.441 | 0
M22-003-006 | Sub,Flushing Port,SS 316,For pH2000-25 | 3 | 0 | 13.081 | 1.321
C32-015-BO | Sub,Cable,BO,C32,15 Feet,Male 2BNC:77020104,Cable:99030045 | 0 | 0 | 5.041 | 0
00071194-335 | Sub,Cut,Barium, 11.94mm (.470") x 335mm Length | 0 | 0 | 0.172 | 0
V-BC300-6B | Elec,Chloride,DJ,3/4"MNPT CPVC,Flat | 0 | 0 | 18.267 | 2.4525
C32-050-BC | Sub,Cable,BC,C32,50 Foot, See Notes | 0 | 0 | 13.124 | 0
7511AAV-VD | Sub,pH,SJ,XVD,12x120mm Length,14/15 SleeveJunc. | 2 | 0 | 27.163 | 25.026
ENV20ECK1.0-TIN | Elec,Cond,K=1.0,12x040mm,Graphite,PT1K,strip and thin | 0 | 0 | 6.33 | 0
C18-X18-TC | Sub,Cable,TC,C18,1.5 Feet,See Note | 0 | 0 | 1.068 | 0
DO-MEM-RM | Acce,Kit,DO Membrane Replacement for ENV-20-D0 | 0 | 33.7 | 5.743 | 0.624
PCE-80-PH1205 | Elec,pH,DJ,X2,Autoclavable,6X100mm,Refill | 1 | 190.1 | 23.722 | 23.722 | PROX Lab
44000171 | MRO,Paper, White Butcher Paper 30'' Wide Roll | 0 | 0 | 64.323 | 60.121
ENV40DO-BNC-5M | Elec,Oxygen,Galvanic,Zinc Anode,AG Canode,No TC,See Drawing | 0 | 87.32 | 31.721 | 15.069
C32-017-BY | Sub,Cable,BY,C32,17 Feet , See Note | 0 | 0 | 5.019 | 0
C32-020-TG | Sub,Cable,TG,20 Feet,See Note | 0 | 0 | 6.145 | 6.145 | Lab-Ovh
V-220B-10BT | Elec,pH,MK7,X-VD,DJ,2IM,PT100,Ryton/Viton | 1 | 470.61 | 26.076 | 28.987 | Lab-Ovh
M10-004-008 | Sub,Nut,Delrin,1-1/8-14 Thread For 5743900S | 0 | 0 | 0.37 | 0.274
CONDD6B4EMA-120 | Sub,Conductivity,K=10.0,4PlatBand,12x120mm Length | 0 | 0 | 44.04 | 16.315
CONDD6B4EMA-140 | Sub,Conductivity,K=10.0,4PlatBand,12x140mm Length | 4 | 0 | 64.933 | 64.933 | Lab-Ovh
00070419-047 | Sub,Cut,Barium, 4.19mm (.165") x 047mm Length | 0 | 0 | 0.003 | 0
00070787-047 | Sub,Cut,Barium, 7.87mm (.310") x 047mm Length | 53 | 0 | 0.005 | 0.005
M19-018-001 | Sub,Sheath,Hast-C, 24" Length | 0 | 0 | 16.75 | 0
M01-001-178 | Sub,Housing,Black Kynar,Rear,1/2" FPT. x 18 TPI.,1600720-19 | 14 | 0 | 59.898 | 32.923 | Lab-Ovh
M01-032-039 | Sub,Housing,Black Epoxy Tube,0.255"x210mm(0.201"ID.),4 Guard | 402 | 0 | 2.428 | 2.431
M01-003-041 | Housing,SS,1"NPT,F/PG13.5,2.6"Insert,Simriz O-Ring,4 Guards | 0 | 729.96 | 54.826 | 0
1500621-K | Housing,SS,1"NPT,F/PG13.5,For 12x120mm Elec,Simriz O-Ring | 0 | 729.96 | 60.26 | 0
M19-018-002 | Sub,Sheath,Hast-C, 30" Length | 0 | 0 | 249.75 | 10.239
M01-001-179 | Sub,Housing,Black Kynar,Rear,1/2" FPT. x 18 TPI.,1600720-25 | 0 | 0 | 43.241 | 22.005
00071194-076 | Sub,Cut,Barium, 11.94mm (.470") x 076mm Length | 0 | 0 | 0.036 | 0
1507217-KH | Fitting,Hast-C,quick release compression,1"MPT.,Simriz o-rin | 0 | 0 | 1571.426 | 130.45
ITLI-024 | Elec,Potassium,DJ,12mmx110mm,Refillable,Glass,#K001502-003B | 2 | 0 | 21.168 | 15.914
C32-X39-BR | Sub,Cable,BR,C32, 39 Inches cable , See Note | 200 | 0 | 2.98 | 1.3053
M01-035-011 | Sub,Epoxy,Clear,12mmODx.400"IDx137mm No Guard, Fisher Refill | 191 | 0 | 2.682 | 2.723
V-500B-2BT | Elec,pH,XVD,DJ,1"MNPT Kynar,Guard,Annular Junct.,100 ohm | 0 | 0 | 48.353 | 15.302
00071194-083 | Sub,Cut,Barium, 11.94mm (.470") x 083mm Length | 0 | 0 | 0.036 | 0
00070419-004 | Sub,Cut,Barium, 4.19mm (.165") x 004mm Length | 0 | 0 | 0.002 | 0
M01-015-033 | Sub,Epoxy,Blue,12.5mm OD x.400"ID x120mm Length,4 Slot Guard | 612 | 0 | 2.801 | 1.96 | Lab-Ovh
00070112-110 | Sub,Cut,Pyrex Square 12mm (.470")x 110mm Length | 0 | 0 | 0 | 0
00070012-110 | Sub,Cut,Pyrex 12mm (.470")x 110mm Length | 0 | 0 | 0.059 | 0
M4-Z51271200274 | Assembly,LiveTap,Titanium/Viton,19"TubeLength,BV,SEE NOTES | 0 | 0 | 2631.403 | 0
M19-019-008 | Sub,Sheath, Titanium, 19" Length, 1-1/4"O.D For M4 | 0 | 0 | 32.187 | 0
00070368-115 | Sub,Cut,Barium, 3.68mm (.145") x 115mm Length | 0 | 0 | 0.005 | 0
M38-019-003 | Sub,Flange,Titanium, 2" #150,Raise Face, 1-1/2" FNPT.,Thread | 0 | 0 | 344.1 | 335
M01-015-034 | Sub,Epoxy, Blue, 12mm OD x.400" ID x 120mm Length | 181 | 0 | 2.898 | 2.898 | Lab-Ovh
ENV-50-TPO | Elec,pH/ORP,XVF/Gold Disk,DJ,3/4"MPT CPVC,PT1K,Ceramic | 0 | 272.1 | 120.276 | 63.508
C13-010-SSS | Sub,Cable,SSS,C13,10 foot,See Note | 0 | 0 | 10.113 | 0
7593A5NAV-VD | Sub,pH,SJ,VD,1Wick33380040F,12x120mm Length, VLCP 3.6mmID | 0 | 0 | 0.108 | 0.195
M09-010-064 | Sub,Insert,CPVC,W/Cer. Jct .250-.235,Tuff Tip,1922757 | 0 | 0 | 1.051 | 0.604
ENV-20-PH-TIN | Elec,pH,X5,SJ,12mmx1",Sealed,Amber Epoxy,PT1K,strip and thin | 0 | 0 | 6.887 | 0
C2-X18-TC | Sub,Cable,TC,C2,18 Inches,Strip Tin ,Cable: 99030517 | 0 | 0 | 1.897 | 0
22172020 | Raw,O-Ring,Viton 75, 2-020 | 35 | 0 | 0.096 | 0.1
M09-010-065 | Sub,Insert, CPVC, Ceramic Jct, .375" Glass, Flush Tip | 5 | 0 | 5.977 | 6.244 | Lab-Ovh
M01-024-007 | Sub,Epoxy,Amber,12mmODx.400"IDx125mm Length,SlotGuard,Refill | 43 | 0 | 3.731 | 3.502 | Lab-Ovh
315108ND | Sub,0.015" Silver Wire,108mm Length,AgCL Dip | 0 | 0 | 0.466 | 0
44020011 | Box,Custom Atlas,Lab Grade pH Probe,ENV-40-pH | 308 | 0 | 0 | 0
M01-015-035 | Sub,Epoxy,Blue,12mmODx.400"IDx125mm Length, No Guard | 90 | 0 | 2.557 | 2.557
44020012 | Box,Custom Atlas,Consumer Grade pH Probe,ENV-30-pH | 1700 | 0 | 0 | 0
44020013 | Raw,Box,Custom Atlas,Spear Tip pH Probe,ENV-45-pH | 2000 | 0 | 0 | 0
44020014 | Raw,Box,Custom Atlas,Lab Grade ORP Probe,ENV-40-ORP | 1700 | 0 | 0 | 0
44020015 | Raw,Box,Custom Atlas,Consumer Grade ORP Probe,ENV-30-ORP | 1050 | 0 | 0 | 0
44020016 | Raw,Box,Custom Atlas,Dissolved Oxygen Probe,ENV-40-DOX | 780 | 0 | 0 | 0
44020017 | Raw,Box,Custom Atlas,Conductivity Probe K O.1,ENV-40-EC-K0. | 700 | 0 | 0 | 0
44020018 | Raw,Box,Custom Atlas,Conductivity Probe K 1.0,ENV-40-EC-K1. | 1655 | 0 | 0 | 0
44020019 | Raw,Box,Custom Atlas,Conductivity Probe K 10 | 2705 | 0 | 0 | 0
M26-016-018 | Sub,Junction,Porous Ceramic,OD .680",.250"x.235"Glass Size | 0 | 0 | 1.706 | 0.84
VLTTA-Z41461300 | Assembly,LiveTap,Hast-C,24"Tube,BV,2"150lbs RF,Threaded | 0 | 0 | 4477.661 | 0
M09-011-014 | Sub,Insert,PVC,Drill 0.046" One Side, 0.200" Platinum disc. | 8 | 0 | 0.099 | 0.034
M07-048-003 | Sub,Tube,Zinc,Internal,0.800"Lx0.245"O.D.,for ENV-50-DO | 24 | 0 | 1.86 | 1.646
M02-010-024 | Sub,Cap,CPVC membrane Cap W/ Silicone O-Ring For ENV-50-D0 | 132 | 0 | 6.946 | 0.882 | Lab-Ovh
M09-010-066 | Sub,Insert,CPVC W/ Silicone O-Ring&5/8-24 TPI For ENV-50-D0 | 378 | 0 | 0.891 | 0.351
CONDUC-07-10B | Elec,Gold,SJ,#5778678-010B,12x80mm | 0 | 75.51 | 95.61 | 26.05
CONDD6A4EMA-120 | Sub,Conductivity,K=10.0,GlassBody,4SPlatBand,12x120mm Length | 0 | 0 | 48.995 | 18.792
CONDD6A4EMA-140 | Sub,Conductivity,K=10.0,GlassBody,4SPlatBand,12x140mm Length | 3 | 0 | 71.269 | 26.729 | Lab-Ovh
C6-010-SSS | Sub,Cable,SSS,C6,10 foot,See Note | 0 | 0 | 13.044 | 0
M01-015-036 | Sub,Epoxy,Blue,12mmODx.400"IDx125mm Length, SlotGuard, Refil | 106 | 0 | 3.384 | 3.384 | Lab-Ovh
M01-015-037 | Sub,Epoxy,Blue,12mmODx.400"IDx125mm Length, No Guard, Refill | 21 | 0 | 2.557 | 2.253
C29-003-WO | Sub,Cable,WO,C29,3 Feet, See Note | 0 | 0 | 5.653 | 5.653 | Lab-Ovh
PCVR100-SP | Elec,pH,XVF,DJ,3/4"MNPTRyton,PTFE,Sol(Plat)PT100#V-A120B-20H | 4 | 154.04 | 67.515 | 67.515 | PROX Lab
PCVR100-HT | Elec,pH,XVF,DJ, 3/4"MPT Ryton,CERAMIC, PT100 #V-AV10B-20H | 4 | 162.52 | 47.172 | 47.172 | PROX Lab
00071194-033-V | Sub,Cut,Barium,11.94mm (.470") x 033mm 1.299")Length.700R | 0 | 0 | 0.014 | 0
2715A5NUM-120 | Sub,Combo,pH,DJ,1Wick,SilverBullet,12x120mm Length | 10 | 0 | 11.595 | 10.532
8010001 | Raw,Teflon Rod 3/8"diameter | 24 | 0 | 1.5 | 1.5
R1005JC | Raw,Tubing,Kynar 740 | 309 | 0 | 5.8 | 5.8
HS000CM | Raw,Rod,.875"Black Ultem 1000 | 12 | 0 | 16.5 | 16.5
8010201 | Raw,Rod Noryl .375"Black | 0 | 0.82 | 3.13 | 3.13
R48332 | Elec,Sodium,Mono,12mmX110mm,Glass Body,#NA71501-003B | 0 | 0 | 6.638 | 0
R058949 | Elec,Calcium,DJ,12mmX110mm,Sealed,Epoxy Body,#CAL1505-003B | 0 | 0 | 24.975 | 0
R1005LB | Raw,Tubing PEEK .472" +/-.005" OD X .390" ID +/-.005" | 0 | 0 | 131.46 | 17.31
R1005JT | Raw,Rod Grphite 1/4"OD - Tokai G530 12" | 24 | 0 | 75 | 75
8000158 | Raw,Rod,Monel 400,9/16"dia | 0 | 290.5 | 83 | 83
R1005LD | Raw,Tube,Titanium .625" x .079"wall | 1000 | 0 | 28.31 | 28.31
BS810PA | Raw,Lower Housing Kynar 370 Black,Foxboro Dwg BS810PA | 82 | 28.2 | 4.0696 | 4.52
1345006 | Raw,Ryton,Holder,Electrode 1655,Foxboro Dwg 1345006 | 106 | 0 | 3.4 | 3.4
315180NN | Sub,0.015" Silver Wire,180mm Length | 0 | 0 | 0.472 | 0
ELM-178 | Elec,pH,DJ,XVThick,12x120,K2S04,ShortJunc,#277V7TCSK212023B | 2 | 0 | 9.996 | 4.976
M01-035-012 | Sub,Epoxy,Clear,12mmODx.400"IDx 125mm L.,4 Slots Guard,Refil | 10 | 0 | 2.45 | 2.493
00070241-420 | Sub,Cut,Barium, .245" x 420mm Length | 0 | 0 | 0.01 | 0
7593A5NA8V-VD | Sub,pH,SJ,XVD,12x120mm Length,Refill,1Wick,.165 Int. | 57 | 0 | 0.109 | 0.072
C32-023-BB | Sub,Cable,BB,C32,23 F,Male BNC:77020104,Cable:99030045 | 0 | 0 | 6.184 | 0
44000007 | PNS,Tape, Clear 3'' Wide Tape | 27 | 0 | 3.8 | 3.8
CPS13 | Solu,CapSoln,3M KNO3 | 0 | 0 | 0 | 0
00070070-115 | Sub,Cut,Pyrex,.074"ODx.053"ID x 115mm Length | 0 | 0 | 0.007 | 0
RP75130-10B-200 | Elec,Plat,SJ,12x200mm,Epoxy Body, Sealed | 2 | 0 | 32.217 | 10.736
PH7V130-10B-200 | Elec,pH,XVD,SJ,12mmX200mm,Sealed Reference,Epoxy Body | 1 | 417.95 | 20.409 | 4.166 | Lab-Ovh
M01-024-008 | Sub,Epoxy,Amber,12mm OD x.400"ID x 110mm Length,4 Slot Guard | 351 | 0 | 2.377 | 1.216 | Lab-Ovh
JAF-061 | Elec,Copper,DJ,12x110mm,Epoxy,Refillable,#CU01508-003B | 0 | 0 | 50.833 | 28.422
C32-X14-BC | Sub,Cable,BC,C32,14 Inches,See Note | 0 | 0 | 1.158 | 1.158 | Lab-Ovh
M19-018-003 | Sub,Sheath,Hast-C, 27" Length | 0 | 0 | 239.421 | 238.992 | Lab-Ovh
M01-001-180 | Sub,Housing,Black Kynar,Rear,1/2" FPT. x 18 TPI.,1600720-22 | 6 | 0 | 68.921 | 64.989 | Lab-Ovh
VLTTA-Z41761300 | Assembly,LiveTap,Hast-C,27"Tube,BV,2"150lbs RF,Threaded | 0 | 0 | 4746.182 | 0
SI1L1V1EM-130 | Sub,ORP,PT Wire,Small PT Band,130mm Length | 0 | 0 | 11.309 | 0
SI1L1V1EM-042 | Sub,ORP,PT Wire,Small PT Band,42mm Length | 4 | 0 | 11.292 | 7.09
315230NN | Sub,0.015" Silver Wire,230mm Length | 0 | 0 | 0.603 | 0
MK7Z12021110214 | Holder,MKV7Z316SS,Modified Tip,20"insert,2"150SSFlange,Viton | 0 | 0 | 618.323 | 0
C32-010-BJ | Sub,Cable,BJ,C32,10 Feet,See Note Red Shrink Wrap | 0 | 0 | 2.933 | 0
M02-004-071 | Sub,Cap,Delrin,For 13-620-273 | 15 | 0 | 0.225 | 0.302
M02-004-072 | Sub,Cap,Delrin,out side For 13-620-273 | 2316 | 0 | 0.157 | 0.239
HS020AP | GLASS,GE 001,0.310"D SLOC. KKBA | 71.814 | 0 | 191.7831 | 191.7831
PCE-80-PH2206 | Elec,pH,SJ,GX5,12mmX115,Epoxy Body,Sealed,#PH7E110-S7 | 4 | 49.16 | 23.101 | 23.101 | PROX Lab
7596AA | Raw,Glass Part | 300 | 0 | 1.6013 | 0.39577
7591AT8-85 | Raw,Glass Part | 1545 | 0 | 1.7585 | 0.24107
4751AT-55 | Raw,Glass Part | 0 | 0 | 5.25 | 5
M4-Z53673200274 | Assembly,LiveTap,Titanium/Kalrez,36"TubeLength,BV,SEE NOTES | 0 | 0 | 2686.728 | 0
00050500 | Raw,Tubing,Epoxy, Red, 0.500"OD x 0.400"ID | 5 | 0 | 19.23 | 19.23
M01-060-006 | Sub,Housing,RedEpoxyTube,0.500"OD x0.400"ID,Length,SlotGuard | 79 | 0 | 9.52 | 1.335 | Lab-Ovh
M01-015-038 | Sub,Epoxy,Blue,12mmODx.400"IDx210mm Length, SlotGuard | 0 | 0 | 5.102 | 2.267 | Lab-Ovh
00220011 | Raw,Barstock,Gray PVC Hex Bar 7/16" | 0 | 0 | 1.35 | 1.35
M07-019-014 | Sub,Tube,Titanium Sensor,29" Length For MK7Z | 0 | 0 | 98.634 | 76.037
M07-005-007 | Sub,Tube,PEEK,Tube Spacer,23" Length ,1P07800-23 | 3 | 0 | 71.82 | 49.644
M01-005-021 | Sub,Housing,Natural PEEK,5/16"-24 TPI.,1.400"L. for Oxygen | 0 | 0 | 1.504 | 1.232
M09-005-014 | Sub,Insert, Nature PEEK, with 2-003 Viton O-ring for Oxygen | 0 | 0 | 1.841 | 1.507
M02-005-004 | Sub,Cap, Natural PEEK, .200" Length for Oxygen | 0 | 0 | 0.733 | 0.71333
M09-042-002 | Sub,Insert,Lead,Internal,0.800" Length Drill Thru For Oxygen | 0 | 0 | 1.86 | 1.646
M02-003-014 | Sub,Cap,316 S.S., 1/2"-36 TPI., Diamond Knurl, For Oxygen | 0 | 0 | 1.69 | 0.30667
8000363 | Rod, Monel 400 .187 DIA. | 30 | 0 | 21 | 21
HS000CP | TI. CP-2 ROD,.3090 CENTRL,Foxboro Dwg 8010001 | 36 | 27.13 | 12 | 12
8000071 | 7/8" HEX BRASS,CDA360 ROD,Foxboro Dwg 8000001 | 8 | 0 | 16.25 | 16.25
8010142 | ROD, PVC, .875 99,Foxboro Dwg 8010001 | 20 | 0 | 2.774 | 2.774
SMARTSTORM-066 | Elec,pH,XVD,DJ,TC100,3/4"MPTKynarW/Grd,SGrnd,SPR,#V-410B-66T | 0 | 0 | 95.778 | 0
SMARTSTORM-033 | Elec,pH,XVD,DJ,TC100,3/4"MPTKynarW/Grd,SGrnd,SPR#V-410B-33T | 0 | 0 | 67.411 | 0
M01-015-039 | Sub,Epoxy, Blue, 6mm OD x.400"ID x 120mm Length, No Guard | 0 | 0 | 5.552 | 5.552 | Lab-Ovh
35608-50 | Elec,Cond.,K=1.0,Plat,Epoxy,30K,12x110mm,#5731302-3A1-3I6 | 7 | 78.92 | 62.021 | 62.021 | Lab-Ovh
35618-05 | Elec,Temp,30K,6pin Philmo,110mm S.S pin#5451001-3I6V20 | 87 | 33.84 | 21.982 | 21.995 | Lab-Ovh
35613-05 | Elec,Temp,30K,2.5PhonePlug,110mmSS,Bulk pkg#5451001-3G2.5V20 | 113 | 23.92 | 17.592 | 17.934 | Lab-Ovh
35613-13 | Elec,Temp,30K,2.5PhonePlug,110mm S.S pin#5451001-3G2.5V20 | 102 | 27.69 | 20.085 | 20.085 | PROX Lab
35606-55 | Elec,Cond.,K=1.0,Plat,Epoxy,30K,12x110mm,#5731302-3A1-3BG2.5 | 58 | 81.4 | 58.314 | 58.314 | Lab-Ovh
SI1B8J1KM-120 | Sub,Stem,ORP,PlatDisk,120mm Length | 0 | 0 | 1.774 | 3.36
00070508-210 | Sub,Cut,Barium, 5.08mm (.202") x 210mm Length | 0 | 0 | 0.017 | 0
M09-002-060 | Sub,Insert,Ryton,Teflon Junt.,Guard,280x165 Glass,TP561T-3P | 53 | 0 | 5.437 | 5.437 | Lab-Ovh
ATT4-220 | Sub,TestTube | 0 | 0 | 0.472 | 0.007 | Lab-Ovh
00070032-220 | Sub,Cut,Barium, 3.2mm (.125") x 220mm Length | 0 | 0 | 0.008 | 0
DESIGN-084 | Elec,Plat,TuffTip,Ceramic,3/4"MNPTRyton,Short H,#V-A9100-20H | 1 | 0 | 20.773 | 12.272
_FINANCE_CHARGE | LATE FEE | 0 | 0 | 0 | 0
310006 | Raw,Chem, Sodium Chloride, NaCl, ACS | 53000 | 0 | 0.0174 | 0.01792
310072 | Raw,Chem,Sodium fluoride,ACS,NaF | 1500 | 0 | 0.23184 | 0.23184
310124 | Raw,Chem,Potassium hexacyanoferrate (II) trihydrate,ACS | 700 | 0 | 0.2258 | 0.2258
310125 | Raw,Chem,Potassium hexacyanoferrate (III),ACS,K3Fe(CN)6 | 700 | 0 | 0.234 | 0.234
310256 | Raw,Chem,Sodium hydrogen carbonate,ACS,NaHCO3 | 2500 | 0 | 0.0584 | 0.0584
310259 | Raw,Chem,Ethylene glycol 99% | 34000 | 0 | 0.0375 | 0.0384
310303 | Raw,Chem,Sodium bromide,ACS,NaBr | 300 | 0 | 0.091 | 0.091
310310 | Raw,Chem,L-Ascorbic acid,ACS,C6H8O6 | 500 | 0 | 0.298 | 0.298
333101 | Solu, American Marine Artificial Seawater | 7 | 0 | 0 | 0
333226 | Solu,10% silver nitrate,AgNO3 | 850.899 | 0 | 0 | 0
450310 | Pedestal,Santoprene 50 Shore D,0.49,(CTH1L-09-02) RoHS3 | 112 | 0 | 0.22482 | 0.14685
30202 | Elec,CT,Glass,PT,K=1.0#CT01G-P00-10X-X000NA | 0 | 0 | 22.24 | 22.24
6510258 | Elec,pH glass stem,0.310"x3.16"L,EM6690025 | 258 | 10.2 | 1.203 | 1.203 | Lab-Ovh
ELH-110-34 | Elec,Cond,K=1.0,10K,#ELH-110 with 3/4"NPT Cap Adapter | 2 | 73 | 38.407 | 30.543 | Lab-Ovh
M11-011-002 | Sub,Nipple,PVC,Gray,3/4"NPT,1.5"step,1.05"ODx5"L#CT87V-D4-01 | 0 | 0 | 0.447 | 0 | Lab-Ovh
00194800-16 | Elec,pH,NTC-10,SD50, w/meter | 0 | 65.24 | 49.1143 | 41.17
00194801-16 | Elec,ORP,NTC-10,SD60, w/ meter | 0 | 44.88 | 43.625 | 34.9
00194802-16 | Elec,Conduct,SD70 w/meter | 0 | 66.51 | 52.1 | 41.97
00194803-16 | Elec,Conduct,TDS probe w/meter | 0 | 66.51 | 52.0857 | 41.97
00194804-16 | Elec,Salinity,SD90 w/meter | 0 | 66.51 | 52.0857 | 41.97
00194810-16 | Raw,Molded package case# | 0 | 0.98 | 0.47143 | 0.68
33AND925 | Solu,20mL 10% sodium hydroxide (PK/25) | 0 | 0 | 0 | 0
33AND927 | Acce,Uranium Extraction Reagent (250mL 1 = 1 nitric acid) | 0 | 0 | 0 | 0
33AND928 | Kit,Extraction,Lead in Soil | 0 | 0 | 0 | 0
33AND929 | Kit,Extraction,Uranium in Soil | 0 | 0 | 0 | 0
33AND930 | Acce,Lead Extraction Reagent (60mL bottle) | 0 | 0 | 0 | 0
33AND931 | Kit,Sales Sensor (6 Pb,6 Hg,6 U,6 Filt) | 0 | 0 | 0 | 0
33AND001 | Meter,AND1100 Handheld Fluorometer | 25 | 2990 | 2611 | 2611
33AND002 | Meter,AND1200 Handheld Fluorometer | 0 | 0 | 0 | 0
00AND904 | Raw,Syringe Filter,0.45um Nylon, 25mm Diameter | 5479 | 0 | 0.1 | 0.1
00AND907 | Raw,Accumax Fixed Volume PRO pipette - FP5000, 5ml, Fixed | 0 | 0 | 75 | 75
00FL007 | Raw,O-Ring,Silicone, 1/2"OD | 0 | 0 | 0 | 0
00FL020 | Raw,Screw,Set,Alloy Steel Cup Point Socket 4-40, 1/8"L | 0 | 0 | 0 | 0
00FL031 | Raw,Screw,Sealing Pan Head, 4-40 x .0250" | 0 | 0 | 0 | 0
00FL032 | Raw,Screw,Sealing Pan Head, 6-32 x 0.750" | 0 | 0 | 0 | 0
00FL034 | Raw,Screw,Pan Head, #4-40 x 0.50" | 0 | 0 | 0 | 0
00FL035 | Raw,O-Ring,Silicone, 1-5/16"OD | 0 | 0 | 0 | 0
00FL036 | Raw,Magnet, Ø.125 x .25" | 0 | 0 | 0 | 0
00OF005 | Raw,Brady Printer Thermal Transfer Label - 2" | 872 | 0 | 0.10199 | 0.10199
00OF006 | Raw,Brady Printer Thermal Transfer Label - 3" | 207 | 0 | 0.12399 | 185.99
00OF016 | Raw,10" X 16" 4mil roll of plastic bags | 0 | 0 | 0.25666 | 0.25666
00OF017 | Raw,10" X 12" 4mil roll of plastic bags | 0 | 0 | 0.206 | 0.206
00OF041 | Raw,10"x13" 2mil ziplock bags | 2824 | 0 | 0.106 | 0.106
00OF018 | Raw,6" X 8" 4mil roll of plastic bags | 0 | 0 | 0.07333 | 0.07333
SI1F2B1C2-051 | Sub,stem,pH,ASG II,0.135/0.095"x2"L#H07CT-02-01 | 16 | 0 | 0.019 | 0
7794A1AS-135-8 | Sub,stem,pH,ASGVIII,DJ,Annlr,.472"x5.32",Refill#H0DMG-J2-01 | 8 | 0 | 0.021 | 0
6330SH-110-5 | Sub,Internal,pH,5,110mm Length, Short Junction | 42 | 0 | 0.016 | 0.016
SI1J5R1B-095-5D | Sub,Stem,pH,5D,095mm Length | 0 | 0 | 0.01 | 0
003340-BR | Raw,Contact Disk,Brass w/18K GD Plated 0.001".AXMLV-09-01.RO | 40 | 0 | 0.74273 | 0.50528
7540AAV-5F | Sub,pH,SJ,5F,12x120mm Length | 0 | 0 | 0.054 | 0
SA955PA-120-5D | Sub,pH&ORP,DJ,5D,AutoClaveAble,120mm "A" Length | 0 | 0 | 0.94 | 0
M01-063-001 | Sub,Body,Blue Polymer..472"x5.32"L,Teflon.235"ID#H028L-M4-03 | 205 | 0 | 4.039 | 4.039 | Lab-Ovh
MG22504-S8 | Elec,Magnesium,DJ,12X110mm,Glass,Sealed,Gell fill | 0 | 0 | 738.959 | 0 | Lab-Ovh
00AND912 | Raw,pH Paper, 0-13 | 3 | 0 | 10.56 | 10.56
BS805YW-80 | Assy-Cable Assembly,80ft. | 0 | 0 | 288.382 | 0
77280015 | Raw,F6 Amphenol ,#BD-06BMFA-QL8SN0 | 0 | 0 | 3.857 | 0
003883HY | Acce,Junction base#MD3883HY | 18 | 61.89 | 12.803 | 0.256 | Lab-Ovh
DIGITANA-029 | Acce,Cable,RG174 Low Noise,20FT, 2watertightTNC,DL to DL | 0 | 0 | 28.799 | 24.559 | Lab-Ovh
144006-0001 | Sub,Silicone Tubing,0.813"OD x 0.75"IDx0.23"L#RC67A-V6-11 | 3000 | 0 | 0.091 | 0 | Lab-Ovh
876PH-SWZZ-7 | PH/ORP/ISE INTELLIGENT TRANSMITTER | 0 | 262.03 | 109.084 | 109.084 | Lab-Ovh
00-704 | Acce,Sensor housing#A0B1A-X02-X0X-X000XX | 2 | 47.24 | 8.741 | 8.093
SI1O1V2L-100 | Sub,pH,DJ,100mm length,0.28"OD | 35 | 0 | 0.016 | 0 | Lab-Ovh
022405-01 | Elec,ISE,Cl,PVC,SOLIDSTATE#450247 YSI Housing. | 5 | 29.16 | 23.894 | 22.877 | PROX Lab
30310.01 | Elec,CT,Glass,PT,K=0.1#CT01G-P00-01X-X000NA | 0 | 0 | 57 | 0
05990-55 | Elec,ORP,Epoxy Clear,PT Band,SJ#R037Q-P00-R0X-S003BX | 4 | 107.7 | 46.746 | 19.705 | PROX Lab
05991-12 | Elec,pH,Epoxy Clr,Refill,ASGVIII,DJ#H035T-L00-D0X-S003BX | 2 | 57.17 | 29.091 | 27.28 | PROX Lab
05992-30 | Elec,pH,Epoxy Clear,ASGVIII,SJ#H037Q-L00-R0X-S003BX | 2 | 51.76 | 24.679 | 6.368 | PROX Lab
07X565903 | Raw,Stara-HB Base,Electrode Arm# | 0 | 14.88 | 10.0571 | 10.0643
08350=C=0003 | Elec,pH,Kynar BK,ASGVII,DJ#H0PBK-D01-B0X-CM10TX | 0 | 92.04 | 56.5429 | 56.5418 | Lab-Ovh
08350=C=0004 | Elec,pH,Kynar BK,ASGVII,DJ#H0PFK-D86-B0X-CM10TX | 0 | 99.08 | 69.0143 | 69.0143 | Lab-Ovh
08350=C=0005 | Elec,pH,CPVC,ASGV,DJ#H0PKC-V86-D0X-CM10TX | 0 | 62.47 | 42.7571 | 42.7454 | Lab-Ovh
00AND913 | Raw,USB to MINI-B Cable, 3ft | 26 | 0 | 2.31 | 2.31
00AND914 | Raw,100uL Fixed Volume Pipette | 0 | 0 | 0.1 | 0.1
00AND915 | Raw,Box of 96, 200uL Pipette Tips | 133 | 0 | 0.03 | 0.03
00AND916 | Raw,1mL syringe luer slip, individually wrapped (3500/case) | 3603 | 0 | 0.19 | 0.30312
00AND918 | Raw,Combo car/AC/Wall/USB Adapter (US Plug) | 9 | 0 | 24.99 | 24.99
106571 | Elec,Ref,Epoxy Amber,No Sensing Mem,DJ#FW25H-X00-L0X-RM01WW | 0 | 0 | 11.178 | 0.0097
00AND920 | Raw,Fluorimeter Case | 0 | 0 | 19.87 | 19.87
00AND921 | Raw,Chromatography Columns | 200 | 0 | 4.4 | 4.4
106606 | Elec,ISE,PVC,PVCM#CA/AT | 0 | 0 | 0.0097 | 0
6593A1A8-129-V | Sub,stem,pH,ASG V,Flat,DJ,Annular,0.310"x5.05"L#NH35A-A2-01 | 0 | 0 | 2.776 | 0.015 | Lab-Ovh
SI4J11A5-093 | Sub,stem,pH,ASG V,Flat,0.2"x3.64"L#H052K-02-01 | 0 | 0 | 1.611 | 0 | Lab-Ovh
SI4J11J-087 | Sub,stem,GND,Pt wire w/Ball,0.2"x3.425"L#H052K-01-01 | 8 | 0 | 14.36 | 0 | Lab-Ovh
SI1F11C8-134 | Sub,stem,pH,ASG VIII,0.135"x5.27"L#6000E-02-01 | 20 | 0 | 0.814 | 0.814 | Lab-Ovh
ISEHF-095 | Sub,ISE,0.165 to 0.375 Glass, DJ, 95mm Length | 10 | 0 | 6.522 | 6.522 | Lab-Ovh
M09-019-007 | Sub,Insert,Titanium,sensor holder for SMPT-DP | 0 | 0 | 0 | 0
CCDATT2012C00 | Elec,COND,K=0.01,8550,20ft,1-1/2" MNPTw/CPVC BVA | 0 | 0 | 545.536 | 0 | Lab-Ovh
106650 | Elec,ISE,Epoxy Clear,Solid State,DJ#SS03Q-S00-L0X-SM01BX | 0 | 0 | 11.123 | 0
106651 | Elec,ISE,Epoxy Clear,Solid State,DJ#SS03Q-S00-L0X-ZM01ZZ | 4 | 130.88 | 18.715 | 17.548
106653 | Elec,ISE,Epoxy Clear,Solid State,DJ#BR03Q-S00-Z0X-ZM01ZZ | 2 | 127.52 | 42.547 | 40.944 | PROX Lab
106654 | Elec,ISE,Epoxy Clear,PVC M,DJ#CAW2Q-P00-Z0X-SM01BX* | 0 | 0 | 26.771 | 0
106655 | Elec,ISE,Epoxy Clear,PVC M,DJ#CAW2Q-P00-Z0X-ZM01ZZ* | 0 | 169.25 | 39.93 | 33.346 | PROX Lab
106656 | Elec,ISE,PVC,PVC M,MONO#MDW2V-P00-X0X-X000XX | 0 | 76.51 | 17.383 | 16.907 | PROX Lab
00AND924 | Raw,Bag of (25) 5mL Pipette tips epT.I.P.S. 100 - 5000 ul) | 0 | 0 | 0 | 0
106660 | Elec,ISE,Epoxy Clear,Solid State,DJ#CL03Q-S00-Z0X-SM01BX | 0 | 0 | 19.944 | 0
106661 | Elec,ISE,Epoxy Clear,Solid State,DJ#CL03Q-S00-Z0X-ZM01ZZ | 3 | 128.08 | 41.848 | 41.848 | PROX Lab
106663 | Elec,ISE,Epoxy Clear,Solid State,DJ#CN03Q-S00-Z0X-ZM01ZZ | 3 | 127.99 | 18.734 | 17.574
106665 | Elec,ISE,Epoxy Clear,Solid State,DJ#CU03Q-S00-Z0X-ZM01ZZ | 3 | 125.48 | 34.692 | 10.002 | PROX Lab
106666 | Elec,ISE,Epoxy Clear,Fluoride,DJ#FL03Q-F00-Z0X-SM01BX | 5 | 153.18 | 66.817 | 66.817 | PROX Lab
106667 | Elec,ISE,Epoxy Clear,Fluoride,DJ#FL03Q-F00-Z0X-ZM01ZZ | 26 | 156.83 | 72.947 | 72.947 | PROX Lab
106671 | Elec,ISE,Epoxy Clear,PVC M,DJ#KTW2Q-P00-L0X-ZM01ZZ* | 0 | 163.86 | 39.93 | 39.93 | PROX Lab
106672 | Elec,ISE,PVC,PVC M,MONO#KTW2V-P00-X0X-X000XX | 0 | 77.79 | 17.383 | 16.504 | PROX Lab
106674 | Elec,ISE,Epoxy Clear,PVC M,DJ#NOW2Q-P00-L0X-SM01BX* | 0 | 0 | 17.212 | 7.279
106675 | Elec,ISE,Epoxy Clear,PVC M,DJ#NOW2Q-P00-L0X-ZM01ZZ* | 0 | 163.39 | 39.719 | 37.564 | PROX Lab
106676 | Elec,ISE,PVC,PVC M,MONO#MDNOV-P00-X0X-X000XX | 0 | 67.76 | 17.383 | 16.907 | PROX Lab
10SONDE-MES-06 | Elec,ORP combo,R035N-G00-S0X-SM02WB | 0 | 21.42 | 12.6 | 12.6
110001 | Raw,O-Ring,Flat, EPDM 70 0.775 x 1.050 x 0.063 RoHS3 | 299 | 0 | 3.75 | 3.75
110002 | Raw,Washer,Flat Die Cut, Red Sil 50 Duro 2.20"ODx1.50"IDx0.1 | 443 | 0 | 0.52 | 0.0097
110004 | Raw,O-Ring,BK,YSI. # 027079 | 100 | 0 | 0.5 | 0.5
111001 | Raw,O-Ring,BN70 001# | 0 | 0 | 0.009 | 0.009
1110018X0.8 | Raw,O-Ring,BN70 1.8mmX0.8mm# | 870 | 0 | 0.04 | 0.04
1110018X1.2 | Raw,O-Ring,BN70 1.8mm x 1.2mm.ROHS3 | 514 | 0 | 0.1028 | 0.1028
111001X1 | Raw,O-Ring,BN70 1x1mm RoHS3# | 10860 | 0 | 0.008 | 0.008
1110025X1 | Raw,O-Ring,BN70 2.5x1mm RoHS3# | 500 | 0 | 0.025 | 0.025
111002X1 | Raw,O-Ring,BN70 2 x 1mm RoHS3 | 1465 | 0 | 0.03 | 0.03
111003 | Raw,O-Ring,BN70 003,RoHS3# | 545 | 0 | 0.0085 | 0.0085
1110035X1 | Raw,O-Ring,BN70 3.50X1mm,RoHS3# | 6196 | 0 | 0.012 | 0.012
1110035X15 | Raw,O-Ring,BN70 3.50X1.50mm,RoHS3# | 3000 | 0 | 0.027 | 0.027
111003X1 | Raw,O-Ring,BN70 3X1,RoHS3# | 1202 | 0 | 0.031 | 0.031
111003X1.5 | Raw,O-Ring,BN70 3X1.5mm,RoHS3# | 3350 | 0 | 0.027 | 0.027
111004X1 | Raw,O-Ring,BN70 4x1mm RoHS3# | 5970 | 0 | 0.012 | 0.012
111004X15 | Raw,O-Ring,BN70 004X1.5mm RoHS3# | 1163 | 0 | 0.02 | 0.02
111005X1 | Raw,O-Ring,BN70 5X1mm RoHS3# | 1212 | 0 | 0.01 | 0.01
111005X15 | Raw,O-Ring,BN70 5X1.5mm RoHS3# | 2000 | 0 | 0.027 | 0.027
111006 | Raw,O-Ring,BN70 006,RoHS2# | 2954 | 0 | 0.00536 | 0.00536
1110065X1 | Raw,O-Ring,BN70 6.5mm X 1mm.ROHS3 | 208 | 0 | 0.034 | 0.034
111006X1 | Raw,O-Ring,BN70 6 X1mm RoHS3# | 15610 | 0 | 0.01 | 0.012
111006X15 | Raw,O-Ring,BN70 6X1.5mm RoHS3 | 218 | 0 | 0.03 | 0.03
111007 | Raw,O-Ring,BN70 007 RoHS2# | 100 | 0.006 | 0.006 | 0.006
450362-0001 | Sub,BaseExtension,BlkABS,Machine for MemBase#CA43L-04-02-R | 79 | 0 | 0.269 | 0.236
111007X1 | Raw,O-Ring,BN70 007X1 RoHS3# | 2000 | 0 | 0.031 | 0.031
111007X1.5 | Raw,O-Ring,BN70 007x1.5 RoHS3# | 304 | 0 | 0.027 | 0.027
111008 | Raw,O-Ring,BN70 008 RoHS3# | 824 | 0 | 0.007 | 0.007
441018-0004 | Sub,support disc,0.36"ODx0.06"L,PVC,Grey#CA12Q-04-06 | 927 | 0 | 1.785 | 1.5
111008X1.5 | Raw,O-Ring,BN70 8X1.5mm RoHS2 | 361 | 0 | 0.03 | 0.03
111009 | Raw,O-Ring,BN70 009 RoHS3# | 1000 | 0 | 0.006 | 0.006
PH12-3P12S-ZZ | Elec,pH,12MM,Flat Bulb,PEEK,120MM,PT1000,SMT Conn,No Agency | 0 | 747.14 | 627.975 | 390.235 | Lab-Ovh
111009X1.2 | Raw,O-Ring,BN70 9.00X1.2mm RoHS3# | 15602 | 0 | 0.05 | 0.05
111009X1.5 | Raw,O-Ring,BN70 9x1.5mm RoHS3# | 194 | 0 | 0.1 | 0.1
111010 | Raw,O-Ring,BN70 010 RoHS3# | 519 | 0 | 0.01 | 0.01
1110105X1 | Raw,O-Ring,BN70 10.5mmX1mm RoHS2# | 1272 | 0 | 0.035 | 0.035
111010X1 | Raw,O-Ring,BN70 10X1mm RoHS2# | 2319 | 0 | 0.035 | 0.035
111010X15 | Raw,O-Ring,BN70 010x1.5 RoHS2# | 332 | 0 | 0.031 | 0.031
111010X2-40-QU | Raw,O-Ring,Quad,BN40 10mm x 2mm RoHS2 | 1660 | 0 | 0.06909 | 0.03759
111011 | Raw,O-Ring,BN70 011 RoHS3# | 2752 | 0 | 0.0051 | 0.0051
PH10-1N1A-5 | Elec,Dolphin,PH,DOME BULB,W/GUARD,PT100,50FT CABLE,PIN LUGS | 0 | 317.71 | 155.41 | 197.903 | Lab-Ovh
111011X15-QU | Raw,O-Ring,Quad,BN70 11mmx1.5mm.ROHS3 | 10077 | 0 | 0.13927 | 0.13928
111012 | Raw,O-Ring,BN70 012 RoHS3# | 1403 | 0 | 0.01 | 0.01
111012X1 | Raw,O-Ring,BN70 12X1mm RoHS3# | 1734 | 0 | 0.038 | 0.038
111012X15 | Raw,O-Ring,BN70 12X1.5 RoHS3# | 1832 | 0 | 0.025 | 0.025
111012X2 | Raw,O-Ring,BN70 12X2mm RoHS2# | 1719 | 0 | 0.035 | 0.035
1110131X262 | Raw,O-Ring,BN70 13.1x2.62MM RoHS3# | 72 | 0 | 0.034 | 0.034
111013-50 | Raw,O-Ring,BN50 013 RoHS3# | 273 | 0 | 0.35 | 0.35
111013-70 | Raw,O-Ring,BN70 013 RoHS3# | 338 | 0 | 0.02 | 0.02
111013X1 | Raw,O-Ring,BN70 13mm x 1mm# | 3315 | 0 | 0.052 | 0.052
111013X15 | Raw,O-Ring,BN70 13X1.5mm RoHS3# | 500 | 0 | 0.04 | 0.04
111013X3 | Raw,O-Ring,BN70 13x3mm RoHS3# | 41 | 0 | 0.04 | 0.04
111014 | Raw,O-Ring,BN70 014 RoHS3 | 3689 | 0 | 0.0081 | 0.0079
111014X1 | Raw,O-Ring,BN70 014x1 RoHS2# | 139 | 0 | 0.052 | 0.052
111015 | Raw,O-Ring,BN70 015. ROHS3# | 2992 | 0 | 0.0092 | 0.0092
111015-SQ | Raw,O-Ring,BN70 015. Square | 45 | 0 | 0.072 | 0.072
111016 | Raw,O-Ring,BN70 016 RoHS3# | 6697 | 0 | 0.013 | 0.013
111016-TC | Raw,O-Ring,BN70 016,Telfon Coated. (Hahc # 000085) RoHS2# | 310 | 0 | 0.71 | 0.71
111016X1 | Raw,O-Ring,BN70 16X1mm RoHS3# | 4010 | 0 | 0.04 | 0.04
111018 | Raw,O-Ring,BN70 018. ROHS3# | 1224 | 0 | 0.016 | 0.016
111018X1 | Raw,O-Ring,BN70 018x1 RoHS2# | 590 | 0 | 0.05 | 0.05
111019 | Raw,O-Ring,BN70 019# | 0 | 0 | 0.001 | 0.001
111023-TC | Raw,O-Ring,BN70 AS568A-023,Buna,Teflon Coated | 1369 | 0 | 0.13 | 0.13
111025 | Raw,O-Ring,BN70 025. ROHS3 | 0 | 0 | 0.02172 | 0.02172
111039 | Raw,O-Ring,O Ring,BN70 039# | 0 | 0 | 0.001 | 0.001
111043X5 | Raw,O-Ring,BN70 043x5mm# | 0 | 0 | 0.001 | 0.001
111047X2 | Raw,O-Ring,BN70 47x2mm RoHS3# | 43 | 0 | 0.14 | 0.14
111054X2 | Raw,O-Ring,BN70 54X2mm RoHS2 | 0 | 0 | 0.15 | 0.15
111110-70 | Raw,O-Ring,BN70 110 RoHS2# | 0 | 0 | 0.01 | 0.01
111111 | Raw,O-Ring,BN70 111 RoHS2 | 94 | 0 | 0.0135 | 0.0135
111114 | Raw,O-Ring,BN70 114 RoHS3# | 66 | 0.03 | 0.0135 | 0.0135
111115 | Raw,O-Ring,BN70 115 RoHS3# | 200 | 0 | 0.015 | 0.015
111117 | Raw,O-Ring,BN70 117 RoHS3 | 852 | 0.03 | 0.0179 | 0.0179
111125-GR | Raw,O-Ring,BN70 125. Green color--355C RoHS2 | 5225 | 0.14 | 0.09 | 0.09
111125-R | Raw,O-Ring,BN70 125. Red color--187C. ZHDW079X | 0 | 0.36 | 0.09 | 0.09
111142 | Raw,O-Ring,BN70 142,RoHS3# | 11185 | 0 | 0.0472 | 0.0472
111147 | Raw,O-Ring,BN70 147# | 0 | 0 | 0.001 | 0.001
111212 | Raw,O-Ring,BUNA,70, 2-210 | 0 | 0 | 0.001 | 0.001
111215-QU | Raw,O-Ring,Quad,BN70 215 RoHS3# | 0 | 0 | 0.23 | 0.23
111219 | Raw,O-Ring,BN70 219# | 0 | 0 | 0.001 | 0.001
111238 | Raw,O-Ring,BN70 238# | 0 | 0 | 0.001 | 0.001
111908 | Raw,O-Ring,BN70 908 RoHS3# | 0 | 0 | 0.017 | 0.017
112008X1 | Raw,O-Ring,EPR 70 8x1mm RoHS2# | 0 | 0 | 0.15 | 0.15
112010 | Raw,O-Ring,EPR70 010 RoHS3# | 291 | 0 | 0.04286 | 0.04286
112011 | Raw,O-Ring,EPR70 011# | 0 | 0 | 0.001 | 0.001
112011A | Raw,O-Ring,EPR70 011A# | 0 | 0 | 0.001 | 0.0097
112011X1 | Raw,O-Ring,EPR70 11X1mm RoHS2# | 104 | 0 | 0.19 | 0.19
112012 | Raw,O-Ring,EPR70 012 RoHS2# | 606 | 0 | 0.062 | 0.062
112013 | Raw,O-Ring,EPR70 013 RoHS3# | 193 | 0 | 0.063 | 0.063
112014 | Raw,O-Ring,EPR70 014 RoHS2 | 0 | 0 | 0.065 | 0.065
112016 | Raw,O-Ring,EPR70 016 RoHS2 | 48 | 0 | 0.068 | 0.068
112111 | Raw,O-Ring,EPR70 111 RoHS3# | 294 | 0 | 0.061 | 0.061
112112 | Raw,O-Ring,EPR70 112 RoHS3# | 240 | 0 | 0.062 | 0.062
112117 | Raw,O-Ring,EPR70 117 RoHS2 | 0 | 0 | 0.067 | 0.067
112122 | Raw,O-Ring,EPR70 122 RoHS2# | 85 | 0 | 0.075 | 0.075
112206 | Raw,O-Ring,EPR70 206# | 0 | 0 | 0.001 | 0.001
112211 | Raw,O-Ring,EPR70 211 RoHS3# | 6248 | 0 | 0.069 | 0.069
112309 | Raw,O-Ring,EPR70 309# | 0 | 0 | 0.001 | 0.001
113003X1 | Raw,O-Ring,VT75 3mm x 1mm RoHS3# | 1076 | 0 | 0.087 | 0.087
113004X15 | Raw,O-Ring,VT75 4X1.5mm RoHS3# | 81294 | 0 | 0.04642 | 0.0297
113005X1 | Raw,O-Ring,VT75 5X1mm RoHS2# | 6544 | 0 | 0.07 | 0.07
113005X1.5 | Raw,O-Ring,VT75 005x1.5mm | 3032 | 0 | 0.06 | 0.06
113005X1-BN | Raw,O-Ring,VT75 5X1mm,Brown color. RoHS3# | 2331 | 0 | 0.2206 | 0.22
113006X1 | Raw,O-Ring,VT75 6X1mm RoHS2# | 3 | 0 | 0.11 | 0.113
113006X1-ETP | Raw,O-Ring,Viton Extreme 75. 6x1mm (0.238 ID X .040 C/S) ROH | 132 | 0 | 10.76 | 10.76
113008 | Raw,O-Ring,VT75 008 RoHS2# | 39 | 0 | 0.0129 | 0.01
113009 | Raw,O-Ring,VT75 009 RoHS2# | 0 | 0 | 0.04 | 0.04
113010X2.5 | Raw,O-Ring,VT75 10X2.5 mm. ROHS3# | 1178 | 0 | 0.3 | 0.3
113011 | Raw,O-Ring,VT75 011# | 6524 | 0.0151 | 0.0151 | 0.0167
113012 | Raw,O-Ring,VT75 012 RoHS3# | 2255 | 0 | 0.0213 | 0.0213
113012-ETP | Raw,O-Ring,Viton ETP 75. 012. ROHS3 | 102 | 0 | 2.01 | 1.02
113012X2 | Raw,O-Ring,VT75 012X2# | 0 | 0 | 0.001 | 0.001
113013A | Raw,O-Ring,VT75 013 TEF Coated# | 0 | 0 | 0.001 | 0.0097
1130145X15 | Raw,O-Ring,VT75 14.5mm x 1.5mm RoHS3# | 47 | 0 | 0.56 | 0.56
113016 | Raw,O-Ring,VT75 016 RoHS3# | 78 | 0 | 0.065 | 0.065
113016X1.5 | Raw,O-Ring,VT75 016 x 1.5mm RoHS2# | 273 | 0 | 0.265 | 0.265
113018 | Raw,O-Ring,VT75 018 RoHS3# | 145 | 0 | 0.06 | 0.06
113020 | Raw,O-Ring,VT75 020 RoHS3# | 236 | 0 | 0.0482 | 0.0482
113021 | Raw,O-Ring,VT75 021 RoHS2# | 0 | 0 | 0.082 | 0.082
113022X1 | Raw,O-Ring,VT75 022X1# | 0 | 0 | 0.001 | 0.001
11310X1.5 | Raw,O-Ring,VT75 10 X 1.5mm# | 0 | 0 | 0.2 | 0.2
113111 | Raw,O-Ring,VT75 111 RoHS3 | 1408 | 0 | 0.04 | 0.04
113112 | Raw,O-Ring,VT75 112 RoHS3# | 1610 | 0 | 0.072 | 0.072
113113 | Raw,O-Ring,VT75 113 RoHS3# | 343 | 0 | 0.0603 | 0.0603
113114 | Raw,O-Ring,VT70 114 RoHS2# | 95 | 0 | 0.0663 | 0.07
113114A | Raw,O-Ring,VT75 114 TEF Coated# | 0 | 0 | 0.001 | 0.001
113115 | Raw,O-Ring,VT75 115# | 0 | 0 | 0.001 | 0.001
113116 | Raw,O-Ring,VT75 116# | 0 | 0 | 0.001 | 0.0097
113118 | Raw,O-Ring,VT75 118# Black | 4585 | 0 | 0.092 | 0.092
113119 | Raw,O-Ring,VT75 119 RoHS2# | 433 | 0 | 0.13035 | 0.13035
113121 | Raw,O-Ring,VT75 121 RoHS2#113121 | 0 | 0 | 0.16 | 0.16
113122 | Raw,O-Ring,VT75 122 RoHS3# | 21 | 0 | 0.13232 | 0.132
113122Q | Raw,Quad Ring 122# | 0 | 0 | 0.13 | 0.13
113124 | Raw,O-Ring,VT75 124 RoHS2 | 161 | 0 | 0.10589 | 0.10589
113127 | Raw,O-Ring,VT75 127# | 0 | 0 | 0.001 | 0.001
113203 | Raw,O-Ring,VT75 203# | 0 | 0 | 0.001 | 0.001
113209 | Raw,O-Ring,VT75 209 RoHS2# | 74 | 0 | 0.1152 | 0.1152
113213 | Raw,O-Ring,VT75 213#113213 | 0 | 0 | 0.001 | 0.0097
113214 | Raw,O-Ring,VT75 214# | 0 | 0 | 0.001 | 0.001
113216 | Raw,O-Ring,VT75 216 RoHS3# | 45 | 0 | 0.1851 | 0.1851
113247 | Raw,O-Ring,Viton,VT75 2-011 RoHS3# | 2150 | 0 | 0.0167 | 0.0167
114003 | Raw,O-Ring,SIL70 003 1/16X3/16x1/16 silicone RoHS2# | 908 | 0 | 0.03 | 0.03
114007X15-50 | Raw,O-Ring,SIL50 7mm X 1.5mm RoHS2# | 0 | 0 | 0.04 | 0.04
114010X1.560GN | Raw,O-Ring,SIL60 10mm X 1.5mm,Green RoHS3 | 159 | 0 | 2.18 | 2.18
114013 | Raw,O-Ring,SIL70 013# | 0 | 0 | 0.001 | 0.001
114014 | Raw,O-Ring,SIL70 014# | 0 | 0 | 0.001 | 0.001
114031X24X4 | Raw,O-Ring,SIL40 trans.31mmODx24mmIDx4mmTH,SqCrossSection.RO | 0 | 0 | 0.03308 | 0.4
114111 | Raw,O-Ring,SIL70 111 RoHS3# | 302 | 0 | 0.02 | 0.02
114208 | Raw,O-Ring,SIL70 208. ROHS3# | 100 | 0 | 0.09 | 0.09
114209-50 | Raw,O-Ring,SIL50 209 Red RoHS3 | 450 | 0 | 0.14803 | 0.21
114-292F | Elec,pH,Glass,Platinum Seal,ASGIII#114-292F (8495) | 32 | 59.79 | 14.784 | 5.834 | Lab-Ovh
1161411 | Raw,Grommet 1411 RoHS3# | 25749 | 0 | 0.22 | 0.22
1162286 | Raw,Grommet 2286 RoHS2# | 50 | 0 | 0.05 | 0.05
1162425 | Raw,Grommet 2425 RoHS3# | 648 | 0 | 0.1245 | 0.1245
116438 | Raw,GROM SLEEVE 9.6X6.2X1.6MM,blk.60218 (Skiffy 438005059907 | 782 | 0 | 0.34203 | 0.34203
11654G | Raw,Grommet 54 G RoHS3# | 456 | 0 | 0.07 | 0.07
116763 | Raw,Grommet,763# | 0 | 0 | 0.03 | 0.03
116764 | Raw,Grommet,BK,.185 ID,small end large top.ROHS3# | 2727 | 0 | 0.0441 | 0.01704
119003 | Raw,Strain relief,Blk sil w/ Blk ABS LAB CAP RoHS2# | 348 | 0 | 0.07737 | 0.063
119004 | Raw,Bushing,White,SIL,0.65&4.8,1Junction hole | 8003 | 0 | 0.05674 | 0.03086
119005 | Raw,Bushing,SIL,31LC, 8.4&4.8,2 junction holes | 4069 | 0 | 0.07174 | 0.04875
119007 | Raw,Bushing,White,SIL 0.415"OD x 0.190"TH,3holes | 5569 | 0 | 0.04642 | 0.03398
119009 | Raw,Bushing,Black,Hach PH, 51913-00 ROHS3# | 5000 | 0 | 0.13375 | 0.13375
119080X2 | Raw,O-Ring,EPDM70 80x2mm (C670-100018) | 0 | 0.41 | 0.28571 | 0.29412
119080X2-50 | Raw,O-Ring,EPDM50 80x2mm | 0 | 0 | 0.91 | 0.91
119103X3-50 | Raw,O-Ring,EPDM50 103x3mm RoHS2(C670-100020) | 0 | 0.75 | 0.45714 | 0.46218
119106X2-50 | Raw,O-Ring,EPDM50 106x2mm(C670-100019) | 0 | 0.86 | 0.58571 | 0.58824
119119 | Raw,O-Ring,EPDM70 119 RoHS2# | 0 | 0 | 0.069 | 0.069
119123 | Raw,O-Ring,EPDM70 123 RoHS2# | 0 | 0 | 0.08 | 0.08
119124 | Raw,O-Ring,EPDM70 124 RoHS2# | 0 | 0 | 0.082 | 0.082
120001 | PNS,Epoxy,Grey 3M 2216 B/A;Gallon Kits.RoHS3#1-SA0504 | 4 | 0 | 979.07 | 979.07
00AND926 | Raw,Soil Scoop (qty 5) | 0 | 0 | 1.598 | 1.598
00EQ001 | Raw,60ml BD syringe | 104 | 0 | 3.13 | 3.13
120008 | PNS,Silicone,Adhesive,DC734,Clr,3oz.(734-FLW/BLE PLUS CLR | 200 | 10.99 | 16.09 | 16.09
00EQ002 | Raw,50ml Centrifuge Tube, Orange cap | 211 | 0 | 0.79 | 0.79
00EQ003 | Raw,50ml Centrifuge Tube, Purple cap | 0 | 0 | 0.42 | 0.42
00EQ004 | Raw,Tissue Culture Dish 60 x 15 mm | 120 | 0 | 0.53 | 0.53
00EQ009 | Raw,Filter UN TC .45um 150ml | 3 | 0 | 20 | 20
120010 | PNS,Adhes,Sil Rubber,3705B Nianheji ,Clear,45 ml. RoHS3# | 50 | 0 | 1.575 | 1.575
200163 | 6-pin connector M22-2580305 | 100 | 0 | 0.58 | 0.58
00FL001 | Raw,Mount PMT | 0 | 0 | 0 | 0
0028902 | NUT 8-32 HEX M/S S/S | 300 | 0 | 0.0955 | 0.1493
120015 | PNS,Epoxy, Adhesive, Thermal, RF-4407, Gal. RoHS2# | 3 | 289.87 | 270.91 | 270.91
120016-A | PNS,Epoxy, EP1285 BLACK | 0 | 0 | 11.375 | 9.1
SI1R1V1A-100-5F | Sub,Stem,pH,5F,100mm Length | 130 | 0 | 0.012 | 0.012
C91-020-CL | Sub,cable,CE,20FT,BNC&BNC | 0 | 0 | 18.02 | 0
120016-B | PNS,Epoxy, hardner HD-12 | 0 | 0 | 11.375 | 9.1
PHE-7352-15 | ELEC,pH,Ryton,3/4" NPT,GX5,DJ Teflon, 20ft, No Temp,BNC | 1 | 87 | 36.989 | 0 | Lab-Ovh
120019 | PNS,Silicone, Adhesive, Lub,5.3 oz. (Dow Corning #4 compound | 1 | 11.77 | 8.6775 | 8.6775
PHE-7352-15PT1C | ELEC,pH,Ryton,3/4" NPT,GX5,DJ Teflon, 20ft,PT100,BNC | 1 | 131.21 | 60.105 | 0 | Lab-Ovh
PHE-7352-15PT1K | ELEC,pH,Ryton,3/4" NPT,GX5,DJ Teflon, 20ft, PT1K,BNC | 1 | 139.12 | 60.359 | 0 | Lab-Ovh
120026 | PNS,Epoxy, Adhesive, Chemlok 487B-PT# | 0 | 0 | 34.7192 | 34.7192
PHE-7353-15 | ELEC,pH,Ryton,2.3" ins,3/4" NPT,GX5,DJ Teflon, 20ft, BNC | 1 | 115 | 36.989 | 0 | Lab-Ovh
120033 | PNS,Adhesive,1650-60 Dual Cartridge (1:),400 ML.ROHS3# | 20 | 37.45 | 35.64 | 35.64
PHE-7353-15PT1C | ELEC,pH,Ryton,2.3" insertion,3/4" NPT,GX5,DJ Teflon, 20ft,PC | 1 | 135 | 60.105 | 0 | Lab-Ovh
SI2E11GG-043 | Sub,stem,ORP,0.015"Pt Pin,0.124"x1.69"L#R0EXA-01-01 | 26 | 0 | 2.538 | 4.911
120044 | PNS,Adhesive, Clear, MRC 04-1341 Clear Dual Cart. RoHS3# | 160 | 12.51 | 36.41 | 36.41
413006-043 | Sub,Cut,Lime Glass,3.15mm(0.124")ODx0.018")wallx1.6"L | 0 | 0 | 0.036 | 0
120045 | PNS,Adhesive ,Blk,MRC 04-1341 BK Dual Cart 400 ML. RoHS3#SA0 | 470 | 0 | 36.78 | 36.78
SI1G5L1B7-044 | Sub,stem,pH,ASG VII,Dome,0.165"/0.235"x1.73"L#H0EXA02-01 | 36 | 0 | 0.012 | 0.014
414013-024 | Sub, Cut, Lead Free Glass, 4.2mm (0.165") OD X 0.93"L | 0 | 0 | 0.002 | 0
65D026 | Raw,Boot, yellow PVC, 0.625" X 1.75" | 1975 | 0 | 0.1244 | 0.1244
120051 | PNS,Epoxy, 2 Parts, Aremco 526N; pint size. RoHS 2#SA0005 | 0 | 110.57 | 100 | 100
120052 | PNS,Epoxy,Adhesive,VU4443/41HE-NV-LT(Peter's),A 4kg&B 1k | 4 | 0 | 190.35 | 190.35
M07-003-075 | Sub,Tube,316 SS,36",For MK7Z,3000712Z-36 | 10 | 0 | 76.21 | 47.36 | Lab-Ovh
M07-005-010 | Sub,Tube,PEEK,Tube Spacer,30" Length,1P07800-30 | 4 | 0 | 101.475 | 136.83 | Lab-Ovh
CT40-TP01 | Elec,CT,Epoxy,Black,Carbon,K=0.45,PTK,Conn,SSH-003T-P0.2-H | 0 | 62.5 | 0 | 0
H035-TP01 | Elec,pH,Epoxy,Smokey,ASG VIII,DJ,PTK,CVILUX 6-pin connector | 0 | 26.52 | 15.6286 | 12.67
R035-TP01 | Elec,pH,Epoxy,Smokey,Pt Disc,DJ,PTK,CVILUX 6-pin connector | 0 | 35.53 | 19.9143 | 15.81
520020315B050 | Sub,Plat.Wire,0.02",Silver Wire0.015",Anodized & AgCl Dip | 0 | 0 | 4.583 | 4.753
120058 | PNS,Adhes,2 part potting compound. 50mL(W120716) 0031740 | 280 | 0 | 26.17 | 26.17
M07-003-074 | Sub, Tube, SS 316, for MKXZ, w/Ball Valve, 10" Insertion | 0 | 0 | 116.872 | 39.4 | Lab-Ovh
120059 | PNS,Epoxy, Adhesive, Loctite Stycast 2651 Encapsulant. Gal., | 1 | 0 | 167.37 | 167.37
M07-018-013 | Sub, Tube, Hast-C, for MKXH, w/Ball Valve, 3" Insertion | 6 | 0 | 240.09 | 240.09 | Lab-Ovh
120060 | PNS,Loctite Catalyst, 23LV CLR 1LB QT. (CAT 23LV CL) Adhesiv | 0 | 0 | 41.87 | 41.87
M07-018-014 | Sub, Tube, Hast-C, for MKXH, w/Ball Valve, 10" Insertion | 5 | 0 | 348.94 | 348.94 | Lab-Ovh
12-03099 | Elec,pH,Glass,ASGVII,DJ#H04KG-D00-L0X-X000NL | 0 | 110.97 | 67.882 | 67.882 | PROX Lab
12-03100 | Elec,ORP,Glass,PT Disc,DJ#R04KG-F00-L0X-X000NL* | 3 | 79.72 | 41.376 | 41.376 | PROX Lab
12-03101 | Elec,ORP,Glass,Ag Rod,DJ#R04KG-R00-L0X-X000NL | 12 | 80.03 | 31.91 | 32.198 | PROX Lab
M17-044-002 | Sub,Pin,0.188"ODx0.35"L,Plated Brass for US Standard Conn. | 27 | 0 | 3.453 | 0 | Lab-Ovh
RH61-P002-GD | Elec,pH/ORP,RTYON,ASGVII+GD DISC(3mm),PREAMP,4FT WPCABLE,T | 123 | 99.03 | 62.984 | 50.536 | Lab-Ovh
SI1J5R1A-140-5F | Sub,Stem,pH,5F,100mm Length | 0 | 0 | 0.015 | 0
M07-005-011 | Sub,Tube,PEEK,Tube Spacer,MKX,w/BV,3" Insertion,14.25"L | 0 | 0 | 49.705 | 0 | Lab-Ovh
130002 | PNS,Silicone, Adhesive, GE RTV-118 2.8oz. RoHS3# | 0 | 0 | 31.94 | 31.94
13-620-90-SF | Elec,pH,FS5,SJ,12x106mm Glass,Refill,US Standard | 2 | 34.92 | 30.487 | 30.487
130003 | PNS,Silicone, Adhesive. GE RTV-112 10.3oz. RoHS3# | 0 | 0 | 90.38 | 90.38
130003-10.3oz | PNS,Silicone, Adhesive, GE RTV-112 10.3oz. RoHS3# | 0 | 0 | 90.38 | 90.38
13-621-701-SF | Elec,pH,FS5,DJ,12X106mm,Epoxy,Sealed,30K,BNC to RCA | 28 | 68.19 | 28.405 | 26.563 | PROX Lab
130004-LB | PNS,Silicn,Adh,Dow 3112 RTVbase.1LB/ea .see 15081022 | 0 | 0 | 46.2 | 46.2
13-621-702-SF | Elec,pH,FS5,DJ,12X106mm Epoxy,Sealed,30K,BNC/3.5mmPhone, | 0 | 68.11 | 24.112 | 23.386 | PROX Lab
130005-409G | PNS,Catalyst,Xiameter RTV-3010-S,409G/ea. see15081023 | 0 | 27.02 | 39.58 | 39.58
130007 | PNS,Silicone, Adhesive, Dow Corning 839. 10.31 oz Tube | 0 | 5.01 | 38.11 | 38.11
131953 | Raw,Screw,Set, SOC SS 4-40 1/8 CUP.100/pk ROHS3 | 167 | 0 | 4.68 | 4.68
1345008 | Sub,Cap,Electrode Insertion# | 149 | 1.68 | 1.315 | 1.315 | Lab-Ovh
1345014 | Sub,Spacer,O-Ring# | 1126 | 1.96 | 0.455 | 0.455 | Lab-Ovh
1345171 | Raw,Housing - Thermistor Monel# | 30 | 0 | 77.33 | 76.15
140002 | Acce,Adapter,Red Polybutylene Terephthalate,DWG F0P5G-04-02- | 884 | 2.14 | 1.9 | 1.26
143002 | PNS,Silicone, Sheet,1/8"TH x 12"W x 12"L. 50A,Translucent | 0 | 0 | 28.95 | 28.95
PHCR-30-250 | Acce,Patch,HCR,0.25"ODx0.03"H,no top coating. | 0 | 489.25 | 475.385 | 0 | Lab-Ovh
871EC-PP0-34V | ELECTRODELESS CT,SMALL BORE PP,PT100,CABLE PER S.O,VT | 0 | 238.77 | 118.392 | 113.467 | Lab-Ovh
144005 | Raw,Sil Tubing,0.012"ID x 0.025"OD.Dow Corning PHARMA-80.ROH | 430 | 0 | 1.54 | 1.54
144006 | Raw,Sil Tubing,3/4"ID x 1/32" wall x 13/16OD. (ULTRA-C-750-1 | 3670 | 0 | 0.35815 | 0.35815
144007 | Raw,Silcn,Tubing,5/8"IDx3/4"OD,white,35 duro(5236K525)# | 10 | 0 | 3.62 | 3.62
871EC-PP0-34V6M | Elec,871EC-PP0-34V,6M CABLE LENGTH | 0 | 272.95 | 137.011 | 114.109 | Lab-Ovh
875PH-B3Z | PH/ORP/ISE ANALYZER,220VAC,SURFACE,NO CERT | 0 | 447.63 | 145.938 | 556.61 | Lab-Ovh
871EC-LB0-3-10M | Elec,871EC-LB0-3,10M CABLE LENGTH | 0 | 409.82 | 436.763 | 250.128 | Lab-Ovh
150004 | PNS,Adhesive, Resinlab W050901-3. 4:1 400ml Cartridge.ROHS2# | 0 | 0 | 236.45 | 424.6
876PH-TWDA-7 | PH/ORP/ISE INTELLIGENT TRANSMITTER | 0 | 242.8 | 92.732 | 462.882 | Lab-Ovh
150005 | PNS,Cement,Cust, Adhes,Tangit Solvent Cement for PVC-U. ( | 0 | 0 | 11.77 | 10.7
875EC-A1F-C | ELECTRODELESS CT ANALYZER,120VAC,PANEL,FM,HART | 0 | 476.2 | 130.507 | 587.801 | Lab-Ovh
150007 | PNS,Primer, Purple, CPVC & PVC.# | 0 | 0 | 0.01 | 0.01
150008 | PNS,Raw,Adhes,LOCTITE 3926.ROHS3# | 3 | 0 | 62.2 | 62.2
16082 | Raw,Conn,Hach Receptable,6 pin (PT06E-10-6P SR).ROHS3# | 18 | 0 | 9.125 | 0
16083 | Raw,Conn,Receptacles 6P. #20 CONTACT (Amphenol PT02E-10-6S) | 82 | 0 | 11.19 | 11.19
167525 | Elec,ISE,PVC,Fluoride,SW#FCASV-F34-A0X-C025R6 | 0 | 0 | 114.393 | 222.316
16991 | Raw,Pt Disk Hach,0.375"diax0.015"thick 99.99%; (Alfa 98497) | 19 | 0 | 26.5033 | 26.5033
16992 | Raw,GD Disc,0.375"dia x 0.015"thick,99.99%. Hach,16991# | 0 | 0 | 5 | 5
194820 | Elec,pH,ABS,ASGVIII,SJ# | 0 | 15.6 | 10.1714 | 10.1703
194821 | Elec,ORP,ABS,PTDISC,SJ# | 0 | 22.15 | 13.3571 | 13.0283
194822 | Elec,CT,ABS,K=1# | 0 | 19.79 | 12.6857 | 12.6861
19802236 | Acce,Molded part 1 upper housing# | 0 | 2.63 | 1.2 | 1.2032
19802237 | Acce,Molded part 2 Lower housing# | 0 | 2.35 | 1.1 | 1.1045
19802238 | Acce,Molded part 3 battery support# | 0 | 1.22 | 0.46 | 0.45365
19802405 | Acce,Molded part 1# | 0 | 5.45 | 4.2 | 3.528
19802406 | Acce,Molded part 2# | 0 | 7.37 | 5.6714 | 5.3
19802407 | Acce,Molded part 3# | 0 | 4.04 | 3.7429 | 2.6338
19802408 | Acce,Molded part 4# | 0 | 6.55 | 2.4571 | 5.0488
19802409 | Acce,Molded part 5# | 0 | 2.53 | 1.0857 | 1.9512
19804003 | Raw,Powder dispenser housing-right#ABS RAL7035 (AQ0166) | 0 | 2.26 | 0.61 | 0.61
19804004 | Raw,Powder dispenser Housing-left#ABS RAL7035 (AQ0167) | 0 | 1.18 | 0.61429 | 0.61
19804006 | Raw,Powder dispenser handle B#ABS Pantone 539U (AQ0168) | 0 | 2.27 | 0.25714 | 0.55
19804008 | Raw,Powder dispenser chamber clear Polyarbonate (AQ0163) | 0 | 1.71 | 0.85714 | 0.5
19805180 | Acce,Armor for housing upper SD350 series# | 0 | 2.03 | 0.94286 | 0.937
19805181 | Acce,Armor for housing base SD305 series# | 0 | 2.15 | 1.5571 | 1.561
19805182 | Acce,Sensor clip SD305 series# | 0 | 1.04 | 0.41429 | 0.42019
1-AO0101 | Acce,Molded part Ring# | 0 | 0.72 | 0.62857 | 0.469
1-AQ0123 | Acce,Adapter,Red PBT,# | 0 | 2.12 | 1.2571 | 1.2571
200001 | Raw,Wire,PVC 22G,BK,7/34# | 914400 | 0 | 0.00019 | 0.00019
200002-T | Raw,Wire,Teflon 26G Red,7/34,500ft/sp,RoHS3# | 1709836.596 | 0 | 0.0004 | 0.0004
200003 | Raw,Wire,Teflon Solid 26G,wht,RoHS3# | 76200 | 0 | 0.0325 | 0.0325
200004-T | Raw,Wire,Teflon 26G,Black 7/34. 500ft/sp,RoHS3# | 2183075.539 | 0.07 | 0.0009 | 0.0009
200005 | Raw,Wire,Teflon 26G,Purple,7/34 (WES-2607-7) RoHS3# | 206522 | 0 | 0.0002 | 0.0002
200007 | Raw,Wire,PVC 28G,Red,Single# | 0 | 0 | 0.001 | 0.001
200008 | Raw,Wire,PVC 28G,Blk,Single# | 0 | 0 | 0.001 | 0.001
200009 | Raw,Wire,PVC 28G,Green,Single RoHS3# | 0 | 0 | 0.08 | 0.08
200011 | Raw,Wire,PVC 26G,wht/Green (WPD-2607-95) RoHS3# | 152400 | 0.05 | 0.00019 | 0.00019
X0117AM | PNS,Tape, 1/2" wide P-412 T | 85 | 0 | 0.88 | 0.88
200012 | Raw,Wire,PVC 26G,Stranded Yellow,7/34. (WPD-2607) RoHS3# | 471845 | 0 | 0.00014 | 0.00014
200012T | Raw,Wire,Teflon 26G,Yellow,7/34. 500ft/sp,RoHS3# | 1057046.397 | 0 | 0.00029 | 0.00045
200013 | Raw,Low Noise Cable, RG174 BLK,RoHS2,# | 64153.948 | 0.22 | 0.22 | 0.215
200013-AU | Acce,Cable,RG174 BK,RoHS2 (Aurora),# | 14412 | 0 | 0.39 | 0.39
200013-AU-WP | Acce,Cable,RG174 BK,waterproof,RoHS2 (Aurora),# | 1085 | 0 | 0.43327 | 0.29268
200013-W | Cable,RG174,wht. RoHS3,#SD0001 | 0 | 0.26 | 0.12 | 0.12
200014 | Cable,RG58,YR29259,Thick gray coax RoHS3,# | 50 | 0 | 0.19881 | 0.19881
200015 | Cable,BK Matte,4cd RD/BK/GR/WH(ECO#22054) | 44171 | 0 | 0.37 | 0.37
200015-WP | Acce,Cable,BK Matte,4cd RD/BK/GR/WH,waterproof.ROHS2,# | 17913 | 0 | 0.294 | 0.2
200019 | Acce,Cable,7 Cond,AlphaWire M14477 RoHS2,# | 410 | 0 | 0.32389 | 0.32389
200021 | Raw,Wire,PVC 24G,Single Grey# | 0 | 0 | 0.001 | 0
200024 | Acce,Cable,5 Conductors,28g 7/36,DBL Shld Soft Durom. Blk. R | 7800 | 0.28 | 1.88 | 1.88
200025A | Acce,Cable,blk one conduct,for Referance Probe,w/ REEL.ROHS2 | 364.876 | 0 | 0.27019 | 0.147
200029 | Raw,Wire,Kynar 26G,BK,RoHS3# | 1437317.196 | 0 | 0.0003 | 0.00029
200030 | Raw,Wire,Kynar 26G,Red,WKA-2601-2. RoHS3# | 1426041.591 | 0 | 0.00015 | 0.00029
200031 | Raw,Wire,Kynar 26G,Orange,WKA-2601-3. RoHS3# | 152400 | 0 | 0.0002 | 0.00023
200032 | Raw,Wire,Kynar 26G,Yellow,WKA-2601-4. RoHS3# | 1427921.196 | 0 | 0.0003 | 0.00029
200033 | Acce,Cable,3 twisted pairs,24AWG. PVC GY. Belden 9503-060 Ro | 500 | 0 | 1.45 | 1.45
200036 | Raw,Wire,Kynar 30G,Single Blue (WKB-3001-6) RoHS3# | 152400 | 0 | 0.0004 | 0.04
200036-T | Raw,Wire,Teflon 30G,Single Blue. WES-3001-6 RoHS3# | 457200 | 0 | 0.00019 | 0.00019
200037 | Raw,Wire,kynar 30G,Red,Single,RoHS2#SD0004 | 330100 | 0 | 0.00012 | 0.00018
200039 | Raw,Wire,PVC 26G,Single Red# | 304800 | 0 | 0.00016 | 0.00016
200042 | Cable,9 wires Foxboro (P0170RG) ROHS3,# | 500 | 0 | 0.70702 | 0.70702
200043 | Acce,Cable,Coax+4,26G,Blk,Foil Shielded RoHS3,# | 23507.5 | 0 | 0.7 | 0.7
200043-AU-WP | Cable,Coax+4,26G,Blk,Foil Sheilded,waterproof,RoHS2,# | 4646 | 0 | 0.42576 | 0.28883
200044 | Raw,Wire,PVC 26G,wht/Blue ( WPD-2607-96) RoHS3 | 152400 | 0 | 0.00016 | 0.00016
200045 | Raw,Wire,PVC 26G,wht/Yellow (WPD-2607-94) RoHS3# | 152400 | 0.05 | 0.00016 | 0.00016
200046 | Raw,Wire,Kynar 26G,Single Brown# | 0 | 0 | 0.001 | 0
200047 | Raw,Wire,Kynar 26G,Single Gray# | 0 | 0 | 0.00016 | 0.00016
200048 | Raw,Wire,Kynar 26G,Single Purple# | 0 | 0 | 0.001 | 0.0097
200049 | Raw,Wire,PVC 24G,Org,7/32 RoHS2 | 609600 | 0 | 0.001 | 0.001
200050 | Raw,Wire,PVC 24G,Blue RoHS2 | 305800 | 0 | 0.00025 | 0
200051 | Raw,Wire,PVC 24G,Gray RoHS2 | 321950 | 0 | 0.00025 | 0
200052 | Raw,Wire,PVC 24G,wht RoHS2 | 304800 | 0 | 0.00025 | 0.0097
200053 | Raw,Wire,Teflon 26G,Solid Brown RoHS2# | 304800 | 0 | 0.00019 | 0.00019
200055 | Raw,Wire,Teflon 26G,Solid Orange# | 96000 | 0 | 0.0085 | 0.0085
200056 | Raw,Wire,Teflon 26G,Solid Gray# | 3771900 | 0 | 0.0005 | 0.0005
200057 | Raw,Wire,Teflon 26G,Solid Yellow | 593982.6 | 0 | 0.00019 | 0.00019
200058 | Raw,Wire,Teflon 26G,Solid Red (WES-2601-2) RoHS3# | 266103 | 0.07 | 0.00516 | 0.00516
200059-T | Raw,Wire,Teflon 26G,Orange 7/34 RoHS2# | 530177 | 0 | 0.0003 | 0.00029
200061 | Raw,Wire,Teflon 30G,Solid. wht. (WES-3001-9) RoHS3# | 1152452.4 | 0 | 0.00029 | 0.00044
200064 | Raw,Wire,Teflon 30#,Solid,Orange (WES-3001-3) RoHS3# | 37474 | 0 | 0.00052 | 0.00052
200066 | Raw,Wire,Teflon 30#,Solid,Yellow (WES-3001-4) RoHS3# | 468596 | 0 | 0.00036 | 0.00036
200067 | Raw,Wire,Teflon 30#,Solid,Red (WES-3001) RoHS3# | 1131039.693 | 0 | 0.0003 | 0.00033
200068 | Raw,Wire,Teflon 26G,blue,7/34,WES-2607-6 500ft/sp RoHS3# | 990570.592 | 0 | 0.00044 | 0.00045
200070 | Raw,Wire,Solid 30#,Teflon,Blk WES-3001-0 RoHS3# | 694428.293 | 0 | 0.0003 | 0.00035
200071 | Raw,Wire,Teflon 30#,Solid. Green RoHS3# | 1182982 | 0 | 0.0003 | 0.00044
200072 | Raw,Wire,PVC 26G,wht/Viloet (WPD-2607-97) RoHS3# | 762000 | 0 | 0.0002 | 0.0002
200073 | Raw,Wire,PVC 26G,wht/Gray (WPD-2607-98) RoHS3# | 152400 | 0.05 | 0.00016 | 0.00016
200074 | Raw,Wire,PVC 26G,wht/Orange (WPD-2607-93) RoHS3# | 152400 | 0 | 0.0003 | 0.0003
200075 | Raw,Wire,30G,7 Strand Red,(WPD-3007-2) RoHS3# | 304390 | 0 | 0.0001 | 0.0001
200087 | Raw,Wire,22 G,7/30,Orange WPD-2207-3 RoHS3# | 1523505 | 0 | 0.00013 | 0.00013
2000894 | Elec,pH,PC,ASGVIII,SJ#H035N-L00-S0X-S03HBX | 0 | 10.16 | 6.01 | 6.006
200092 | Raw,Wire,28G,stranded PVC ,Red (WPD-2807-2) RoHS3# | 144461 | 0 | 0.00012 | 0.00012
200093 | Raw,Wire,28G,stranded PVC ,BK (WPD-2807-0) RoHS3# | 31956 | 0 | 0.0001 | 0.00016
200094 | Raw,Wire,28G,stranded PVC ,Orange (WPD-2807-3) RoHS3# | 104560 | 0 | 0.00012 | 0.00016
200095 | Raw,Wire,28G,stranded PVC ,Yellow (WPD-2807-4) RoHS3# | 54260 | 0 | 0.00012 | 0.00012
200096 | Raw,Wire,28G,stranded PVC ,Green RoHS3# | 396240 | 0 | 0.00036 | 0.00036
200098 | Raw,Wire,Stranded 26G,Teflon,Gray,(WES-2607-8) RoHS2# | 914400 | 0 | 0.0003 | 0.0003
200100 | Raw,Wire,28G,stranded Teflon ,wht. (WES-2807-9) RoHS3# | 0 | 0 | 0.08 | 0.08
200101 | Raw,Wire,Teflon 26G,wht,7/34 (WES-2607-9) RoHS3# | 1396938.798 | 0 | 0.00045 | 0.00045
200102 | Acce,Cable,2 pairs 22AWG 7x30.PVC jacket.Belden8723.B-8723-1 | 1100.043 | 0 | 0.95 | 0.95
200103 | Cable w/ connector,Q8U-06AFFM-QL8A02.ROHS2,# | 517 | 0 | 12 | 12
200104 | Cable w/ connector,Q8U-06AFFM-QL8A05,# | 153 | 0 | 16 | 16
2001278 | Acce,DOG3 membrane cap.ROHS2# | 0 | 11.69 | 2.84 | 1.4567
200146 | Raw,Wire,Teflon 26G,Solid Green RoHS3# | 152400 | 0 | 0.0003 | 0.0003
200147 | Raw,Wire,Teflon 26G,Solid Blue RoHS3# | 54750 | 0 | 0.0004 | 0.0002
200149 | Raw,Wire,PVC 26G,Stranded Blue,7/34. (WPD-2607) RoHS3# | 152400 | 0 | 0.0001 | 0.0001
200150 | Raw,Wire,PVC 26G,Stranded Orange,7/34. (WPD-2607)RoHS3# | 517308 | 0 | 0.0003 | 0.0003
200151 | Acce,Cable,4C-BK,red,wht and green. PU JKT. 0.228"OD. ROHS3, | 2605 | 0 | 1.775 | 1.775
200153 | Acce,Cable,USB A male to micro B male,1.5M.ROHS2,# | 23 | 0 | 1.9 | 1.9
200154 | Raw,Wire,Kynar 26G,solid,Blue,RoHS RoHS3# | 740326.5 | 0 | 0.00017 | 0.00029
200155 | Raw,Cable,6C,24AWG 7/32 Foil Shld.BK. XG2.Alpha 25096.RoHS3 | 7390.5 | 311.05 | 2.95 | 2.95
200155-WP | Cable,6C,24AWG 7/32 Foil Shld. BK. waterproof. RoHS3,# | 1641 | 0 | 0.57365 | 1.8512
200156 | Raw,Wire,PVC 26G,Stranded wht,7/34. (WPD-2607)RoHS3# | 541230 | 0 | 0.00016 | 0.00016
200157 | Raw,Wire,PVC 26G,Stranded Gray,7/34. (WPD-2607)RoHS2# | 285970 | 0 | 0.0002 | 0.00016
200158 | Raw,Wire w/ Connector Assy,Vernier Wireless ODO,(VWDOA-05-01 | 5981 | 0 | 1.4391 | 0.97895
200159 | Acce,Cable,2 conductors,PVC 22G (CVU-220702-GC)ROHS3,# | 500 | 0 | 0.236 | 0.236
200160 | Raw,30 AWG Mangnet Wire. 1KG (610230)# | 0 | 0 | 0.001 | 0
2001838 | Elec,DO,ABS BK,PT Disc,Lead#DOG3A-F02-L0X-CM02TX | 0 | 60.96 | 24.0571 | 23.4442
2001953 | Acce,Cable,#2001953 | 0 | 13.39 | 5.3143 | 5.307
2001961 | Elec,DO,ABS BK,PT Disc,Lead#DOG3A-F02-L0X-CM04TX | 0 | 64.55 | 27.1143 | 26.504
2002027 | Elec,pH,ABS BK,ASGVIII,DJ#H054A-L00-B0X-SM05BX | 0 | 23.91 | 14.5571 | 14.561
2002084 | Elec,DO,ABS BK,PT Disc,Lead#DOG3A-F02-L0X-CM10TX | 0 | 86.84 | 33.6857 | 33.0556
204271-001 | Acce,S7 connector,long pin RoHS2# | 0 | 5.37 | 1.9651 | 1.3383
20936001CABLET | Acce,Electrode#ARSGG-W00-X0X-SX36P2 | 0 | 579.07 | 260.247 | 116.064
20936002CABLET | Acce,Electrode#ARSIG-B00-X0X-FX36P3 | 0 | 137.94 | 36.832 | 0.0097
210001 | Raw,Sleeving,Shrink,1/4" blk. RoHS3# | 6785.88 | 0 | 0.0137 | 0.0137
210002 | Raw,Sleeving,Shrink 1/4" wht. ROHS3# | 6 | 0.21 | 0.001 | 0.001
210005 | Raw,Sleeving,Shrink,3/16 clr# | 1200 | 0 | 0.47 | 0.47
210007 | Raw,Sleeving,Shrink 3/16 wht.ROHS3# | 0 | 0 | 0.096 | 0.096
210009 | Raw,Sleeving,Shrink,3/32" blk,50' Rl RoHS3# TE 5058684016 | 2268.199 | 0 | 0.0082 | 0.00823
210011 | Raw,Sleeving,Shrink,1/8" Blk,RoHS3# | 23044.8 | 0 | 0.0109 | 0.02
210013 | Raw,Sleeving,Shrink 1/8" Clr RoHS3# | 18000 | 0.13 | 0.36 | 0.36
210014 | Raw,Sleeving,Shrink,1/16" blk,heat shrink tube RoHS3# | 40546.25 | 0 | 0.19 | 0.19
210015 | Raw,Sleeving,Shrink,1/16" clr (dunbar-1635F) RoHS3# | 12000 | 0 | 0.0133 | 0.01333
210016 | Raw,Sleeving,Shrink 1/2" ROHS3# FP301 BLACK | 6332 | 0 | 0.08 | 0.08
210017 | Raw,Sleeving,Shrink 3/4" Blk.ROHS3# | 11514 | 0 | 0.001 | 0.001
210018 | Raw,Sleeving,Shrink 1/4" Blk w/adhes RoHS3# | 0 | 0.75 | 0.69835 | 0.69835
210019 | Raw,Sleeving,Shrink 1/8" Blue,4ft stick. (FP301).ROHS3# | 12000 | 0 | 0.04 | 0.04
210020 | Raw,Sleeving,Shrink 1/8" red.ROHS3# | 6018 | 0 | 0.0353 | 0.04
210023 | Raw,Sleeving,Shrink Blue,3/16" FIT 221 RoHS3# | 5157 | 0 | 0.017 | 0.01702
210024 | Raw,Sleeving,Shrink 3/16 Red# | 6000 | 0 | 0.14 | 0.14
210025 | Raw,Sleev,shrk,1/8" blk w/adhes #TAT-125-1/8-0-BK ROHS2#1-SV | 111109.772 | 0.51 | 0.0425 | 0.0425
210026 | Raw,Sleev,shrk,3/16" blk w/adhe,TAT-125-3/16-0-STK RoHS3# | 341.5 | 0 | 0.54 | 0.54
210027 | Raw,Sleev,shrk,1/8" clr,w/adhes,Sumitube O2C.ROHS3#1-SV0203 | 14400 | 0.42 | 0.03 | 0.03
210028 | Raw,Sleeving Shrink 3/8" red# | 0 | 0 | 0.001 | 0.001
210200 | Raw,Sleev,Natglas Treated & Dyed. #0 AWG. Hilec 7100NT RoHS3 | 1824 | 0.15 | 0.35297 | 0.35297
210201 | Raw,Sleeving,FiberGL,NAT.HTS-520C3 #1 (ACRC-301NBJ)) ROHS3# | 28324.34 | 0.15 | 0.23544 | 0.02082
210204 | Raw,Sleeving,Natglas 8,Wht# | 0 | 0 | 0.001 | 0.0097
210205 | Raw,Sleeving,Natglas 24 W# | 0 | 0 | 0.001 | 0.0097
210206 | Raw,Sleeving,Natglas 6,blue# | 0 | 0.14 | 0.001 | 0.0097
210208 | Raw,Sleeving,Natglas 4 Red# | 0 | 0.13 | 0.001 | 0.001
210210 | Raw,Sleeving,Natglas,5/16# | 0 | 0.15 | 0.001 | 0.001
210211 | Raw,Sleeving,Tef 16G,Nat. Thin Wall RoHS ?# | 12000 | 0 | 0.13611 | 0.13322
210212 | Raw,Sleeving,Natglas,4 Blue. 710C#SV0019 | 12000 | 0.24 | 0.01367 | 0.01367
210213 | Raw,Sleeving,Tef 26G,Nat. Standard Wall RoHS3# | 260000 | 0 | 0.0133 | 0.0133
210215 | Raw,Tubing, PTFE, 24G,Nat, thin wall, 0.22"IDx0.42"OD | 12000 | 0 | 0.001 | 0.001
210216 | Raw,Sleeving,Tef 20G,thin wall. Nat (0.034" x 0.058") RoHS | 12000 | 0 | 0.1 | 0.1
210217 | Raw,Sleeving,TEF 18G Nat RoHS3# | 60671.2 | 0.0243 | 0.0243 | 0.03667
210218 | Raw,Sleeving,Natglas,Size 8, Lt Blue RoHS3# | 0 | 0 | 0.12 | 0.12
210219 | Raw,Sleeving,Tef 3/16,nat,Thin wall,RoHS3# | 1200 | 0.7 | 0.65339 | 0.65339
210220 | Raw,Sleeving,Tef 22G,Nat,Stand wall. ROHS3# | 1000 | 0 | 0.001 | 0.001
210221 | Raw,Sleeve,Natglas 1,BL Hilec #7101BL HT SAT #1 RoHS3#1-SV14 | 3600 | 0.15 | 0.0185 | 0.01846
210222 | Raw,Sleeving,C-Flex,25'/pk masterflex (06424-14) RoHS3# | 1 | 0 | 2.45 | 2.45
210224 | Raw,Sleeve,Natglass,C3#1,wht color,HTS-520HeatTreated | 26800 | 0.14 | 0.2145 | 0.21051
210301 | Raw,Sleeving,Shrink,1/16" x 1/2"L wht,TC BK printed RoHS3# | 0 | 0 | 0 | 0.05
210302 | Raw,Sleeving,Shrink,1/16" x 1/2"L wht,PH BK printed ROHS3# | 0 | 0 | 0 | 0.05
210303 | Raw,Sleev,shrk,1/16" x 1/2"L wht,REF BK prnt ROHS3#SV0003 | 0 | 0.03 | 0.016 | 0.05
210304 | Raw,Sleeving,preshrink,w/ pH -# | 0 | 0 | 0 | 0.03
210305 | Raw,Sleeving,Shrink,1/16"x1/2"L wht,w/ PH+BK printed.ROHS3# | 0 | 0 | 0 | 0.05
210306 | Raw,Sleeving,Preshrink,w/ ORP- 1/16" x 1/2"L# | 0 | 0 | 0 | 0
210307 | Raw,Sleeving,Preshrink,w/ ORP+ 1/16" x 1/2"L# | 0 | 0 | 0 | 0
210308 | Raw,Sleeving,Shrink,1/16"x1/2"L wht,w/1 BK printed.ROHS3# | 193 | 0 | 0 | 0
210309 | Raw,Sleeving,Shrink,1/16"x1/2"L wht,w/2 BK printed.ROHS3# | 0 | 0 | 0 | 0.03
210310 | Raw,Sleeving,Shrink,1/16" x 1/2"L wht,w/ 3 BK printed# | 0 | 0 | 0 | 0.03
210311 | Raw,Sleeving,Shrink,1/16"x1/2"L wht,w/ 4 BK printed.ROHS3 | 0 | 0 | 0 | 0
210312 | Raw,Sleeving,Shrink,1/16"x1/2"L wht,w/ 5 BK printed.ROHS3 | 0 | 0 | 0 | 0
210313 | Raw,Sleeving,Shrink,1/16"x1/2"L wht,w/ GND BK prnt.ROHS3# | 0 | 0.03 | 0 | 0.05
210316 | Raw,Sleeving,Shrink,1/16"X1/2"L wht,w/ ORP BK prnt.ROHS3# | 0 | 0 | 0 | 0.05
210317 | Raw,Sleev,shrk,1/16"x3/4"L wht,w/ SOLNGND BK print.ROHS3# | 0 | 0 | 0 | 0.07
210318 | Raw,Sleeving,Shrink,1/16" x 1/2"L wht,CELL BK prnt ROHS3# | 0 | 0 | 0 | 0.05
210319 | Raw,Sleeving,Shrink,1/16" x 1/2"Lwht,w/ SENSEBK print.ROHS3 | 0 | 0 | 0 | 0
210320 | Raw,Sleeving,Shrink,1/16" x 1/2" L wht,w/ 2A BK prnt. ROHS3 | 0 | 0 | 0 | 0
210322 | Raw,Sleev,shrk,1/16" x 1/2"L wht,w/ TC+BK print.ROHS3#SV0002 | 0 | 0.05 | 0 | 0.05
210323 | Raw,Sleev,shrk,1/16"x1/2"L wht,TC- BK print. ROHS3#SV0004 | 0 | 0.03 | 0 | 0.05
210324 | Raw,Sleeving,Shrink,1/16" x 1/2"L wht,w/ 6 BK print.ROHS3 | 0 | 0 | 0 | 0
210325 | Raw,Sleeving,Shrink,1/16" x 1/2"L wht,w/ 7 BK printed | 0 | 0 | 0 | 0
210326 | Raw,Sleeving,Shrink,1/16" x 1/2"L wht,w/ 8 BK printed | 0 | 0 | 0 | 0
210328 | Raw,Sleeving,Shrink,1/16" x 1/2"L wht,w/ PPM+BK print.ROHS3 | 0 | 0 | 0.016 | 0.05
210329 | Raw,Sleeving,Shrink,1/16" x 1/2"L wht,w/ PPM-BK print.ROHS3 | 0 | 0 | 81.865 | 0.05
210330 | Raw,Sleeving,Shrink,1/16" x 1/2"L wht,TC RET BK prnt ROHS3 | 0 | 0 | 0 | 0
210331 | Raw,Sleeving,Shrink,1/16"x1/2"L wht,TC SNSE BK prnt ROHS3 | 0 | 0 | 0 | 0
210332 | Raw,Sleeving,Shrink,1/16"x1/2"L wht,PH SHLD BK prnt ROHS2# | 0 | 0 | 0 | 0.05
210333 | Raw,Sleeving,Shrink,1/8" x 1/2"L wht,PH BK printed ROHS3# | 0 | 0 | 0.016 | 0.06
210334 | Raw,Sleeving,Shrink,1/16" x 1/2"L wht,w/ CAT BK print.ROHS3 | 0 | 0 | 0 | 0.05
210335 | Raw,Sleeving,Shrink,1/16" x 1/2"L wht,w/ AN BK print.ROHS3# | 0 | 0 | 0 | 0.05
210336 | Raw,Sleev,shrk,1/16" x 1/2"L wht,w/ FLOW+BK print.RoHS3 | 0 | 0 | 0 | 0
210337 | Raw,Sleeving,Shrink,1/16"x1/2"L wht,w/ FLOW- BK print.ROHS3 | 0 | 0 | 0 | 0
210338 | Raw,Sleev,shrk,1/16"x1"Lwht,w/ Liquid Earth BKprint.ROHS3 | 0 | 0 | 0 | 0
210339 | Raw,Sleeving,Shrink,1/16" x 1/2"L wht,w/ CT BK print.ROHS3 | 0 | 0 | 0 | 0
210340 | Raw,Sleeving,Shrink,1/8" x 1/2"L wht,w/ ORP BK print.ROHS3# | 0 | 0 | 0 | 0.06
210341 | Raw,Sleeving,Shrink,1/16"x1/2"L wht,w/ DRIVE BK print.ROHS3 | 0 | 0 | 0 | 0
210342 | Raw,Sleeving,Hilec,#3 Nat. 710C. ROHS3# | 0 | 0 | 0.089 | 0.089
210343 | Raw,Sleeving,Hilec,#3 BK. 710C# | 0 | 0 | 0.001 | 0.0097
210344 | Raw,Sleeving,Shrink,1/16" x 1/2"L wht,w/ AUX BK print.ROHS3 | 0 | 0 | 0 | 0.05
210345 | Raw,Sleeving,Shrink,1/8" x 1/2"L wht,w/ TC BK printed# | 0 | 0 | 0 | 0
210400 | Cable Assembly,6 wires w/ BTA,0.45M (VLDOA-09-03) ROHS2,# | 550 | 0 | 0.6615 | 0.45
21049 | Acce,Membrane Kit,Millipore FGLP P/N6AA084, (PK/1) 7/8"x5/8" | 0 | 2.99 | 0 | 0.0097
211002 | Raw,Wire,24AWG,PVC BLK,UL1569. Alpha 3050/1. RoHS2# | 2000 | 0 | 0.08 | 0.08
211003 | Raw,Wire,24AWG,PVC RED,UL1569. Alpha 3050/1. RoHS2# | 0 | 0 | 0.0004 | 0.0004
211004 | Raw,Wire,24AWG,PVC GRE,UL1569. Alpha 3050/1. RoHS2# | 2200 | 0 | 0.076 | 0.076
211005 | Raw,Wire,24AWG,PVC YEL,UL1569. Alpha 3050/1. RoHS2# | 0 | 0 | 0.03067 | 0.03067
211006 | Raw,Wire,24AWG,PVC BLU,UL1569. Alpha 3050/1. RoHS2# | 2500 | 0 | 0.076 | 0.076
211012 | Raw,Wire,24AWG,PVC,Green solid. WPC-2401-5 RoHS3# | 0 | 0 | 0.03 | 0.03
211013 | Raw,Wire,24AWG,PVC,Light BL,Stranded 7/32,WPD-2407-LT6D RoHS | 304800 | 0 | 0.00016 | 0.00016
211015 | Raw,Wire,18AWG,Solid Red. UL1015 (WPB-1801-2) RoHS3# | 12120 | 0 | 0.0062 | 0.00617
211016-BLK | Raw,Wire,Teflon 30G,BLK,Strand 7/38. (WES-3007-0) RoHS3# | 710801.594 | 0 | 0.00048 | 0.00048
211016-BLU | Raw,Wire,Teflon 30G,Blue,Strand 7/38. (WES-3007-6) RoHS3# | 178075.398 | 0 | 0.00039 | 0.00039
211016-GRA | Raw,Wire,Teflon 30G,Gray,Strand 7/38. (WES-3007-8) RoHS3# | 204532 | 0 | 0.00085 | 0.00085
211016-GRE | Raw,Wire,Teflon 30G,Green,Strand 7/38. (WES-3007-5) RoHS3# | 411240 | 0 | 0.00039 | 0.00039
211016-OR | Raw,Wire,Teflon 30G,Orange,Strand 7/38. (WES-3007-3) RoHS3# | 267675 | 0 | 0.0001 | 0.0001
211016-RED | Raw,Wire,Teflon 30G,RED,Strand 7/38. (WES-3007-2) RoHS3# | 1093011.56 | 0 | 0.00026 | 0.00026
211016-VIOL | Raw,Wire,Teflon 30G,Voilet,Strand 7/38. (WES-3007-7) RoHS3# | 7635442 | 0 | 0.00028 | 0.00028
211016-WH | Raw,Wire,Teflon 30G,wht Strand 7/38. (WES-3007-9) RoHS2# | 1979419 | 0 | 0.0007 | 0.0007
211019 | Raw,Wire,Teflon 24G,RED Single. (AD0014-ROSH2)# | 383092.5 | 0 | 0.11025 | 0.075
211020-BK | Raw,Wire,30G,Kynar,BK,Solid,RoHS3# | 425560 | 0 | 0.00013 | 0.00016
211020-BN | Raw,Wire,30G,Kynar,Brown,Solid,RoHS3# | 349360 | 0 | 0.00013 | 0.00016
211020-VT | Raw,Wire,30G,Kynar,Violet,Solid. RoHS3# | 1035160 | 0 | 0.00013 | 0.00013
211021-WT | Raw,Wire,26G,Kynar,wht,Solid (KYN26-1)# | 1000 | 0 | 0.05 | 0.05
211022-BN | Raw,Wire,Teflon 26G,Brown 7/34. 500ft/sp,RoHS3# | 1650683 | 0 | 0.0004 | 0.00075
212001 | Acce,Cable,1/c 22 awg 12/33 TC. gray jecket. RoHS3,# | 3700 | 0 | 0.25 | 0.25
212002 | Cable,2 x0.22mm w/ sheild,4mmOD,PVC GY(Cervi 04204302) ROHS2 | 500 | 0 | 0.31 | 0.31
212005 | Acce,Cable,3 Coax plus 2C 26 7/34 TC,0.010 PVC,Foil Shld,PVC | 900 | 0 | 0.001 | 0.001
214001 | Acce,Cable,4 Condutors 24AWG 7/32 Foil.GY.Carol#C0742A.21.10 | 2500 | 0 | 0.08641 | 0.08641
215001 | Raw,HOOKUP WIRE,MIL SPE,wht 22AWG. MIL-W-16878/1 TYPE B# | 1000 | 0 | 0.96 | 0.03
215002 | Raw,HOOKUP WIRE,Single-Conductor 24AWG,Blue. WES-2401-6# | 0 | 0 | 0.07 | 0.07
215003 | Cable,5 conductors,4mmOD x 0.14mm,BLK RoHS2,# | 656 | 0 | 0.2205 | 0.15
220001 | Raw,Conn,BNC Female,FB RG174 RoHS3# | 2907 | 1.61 | 0.66537 | 0.45103
220002 | Raw,Conn,BNC Male,B,RG174,RoHS3# | 23699 | 1.77 | 0.51063 | 0.35038
220003 | Raw,Conn,Male BNC,RG58,"B"# | 1188 | 0 | 0.001 | 0.001
220004 | Raw,Conn,BNC Female,Panel Mount. ROHS2# | 100 | 0 | 0.77369 | 0.62
220006 | Raw,Conn,TNC,M P,RG174 (Amphenol# 31-2315-RFX) RoHS Exempt# | 100 | 0 | 1.67 | 1.67
220008 | Raw,Conn,Din,Male H180,5 pin# | 272 | 0 | 0.2233 | 0.2233
220009 | Raw,Conn,Din,male H7,7 pin (CUI# SD-70))# | 0 | 0 | 0.001 | 0.001
220011 | Raw,Conn,Din,male H1,3mm Cable 1 pin (DIN 19262)#SF0007 | 50 | 5.87 | 5.009 | 5.009
220012-R | Raw,Conn,M red screw w/Center pin | 0 | 0 | 0.0097 | 0
220013 | Raw,Conn,N screw w/Center Pin,BK. S7 (AL-2-10-2) RoHS3# | 0 | 0 | 1.9187 | 1.3137
220013-BL | Raw,Conn,N screw w/Center Pin. Blue. S7 (AL-2-10-2) RoHS3# | 54 | 0 | 2.0502 | 1.3947
220013-R | Raw,Conn,N screw w/Center Pin,RED (AL-2-10-2) RoHS3# | 14 | 0 | 0.6687 | 0.36391
220015 | Raw,Conn,Din,Y6. 4 pins. Lemo FGG.1S.304.ZLAT .ROHS2#220015 | 60 | 0.1 | 10.1 | 10.1
220018 | Raw,Conn,Din P3 pin,Refinery Supply.CONXALL16282-3PG-311 ROH | 6 | 0 | 3.42 | 3.42
220019 | Raw,Conn,Din P2 pin for Refinery SupplyCONXALL16282-2PG-311 | 5 | 0 | 6.93 | 4.05
220020 | Raw,Conn,Tip Plug,BK,Solderless,Johnson (105-0303-001) RoHS3 | 604 | 0.6 | 0.65766 | 0.65766
220021 | Raw,Conn,Banana E,Blk jacket. 108-0303-001 (Johnson) RoHS3# | 39 | 0 | 0.77979 | 0.77979
220022 | Raw,Conn,Banana E,red 108-0302-001 (johnson) RoHS3# | 0 | 0 | 0.617 | 0.617
220023 | Raw,Conn,US Standard A. thread insert.# | 0 | 0 | 0.001 | 0.001
220024 | Raw,Conn,1 Cond,Mono Ise Keystone# 1447-1 RoHS3# | 749 | 0.43 | 0.655 | 0.655
220025 | Raw,Conn,Y2,MOD. IV Recpticale Contact. AMP 102128-1,RoHS2# | 34 | 0 | 0.23 | 0.23
220026 | Raw,Conn,Pin,for GLy carbon CT (Keystone # 1405-3) RoHS3# | 5984 | 0 | 0.13 | 0.13
220027 | Raw,Conn,Pin,P US Standard# | 0 | 0 | 0.35 | 0.35
220029 | Raw,Conn,Jack,Solderless,FD,F blk(Johnson 105-0703-001)ROHS3 | 70 | 0.79 | 1.25 | 1.25
220031 | Raw,Conn,2 cond for perstop pH & DO (winchester# 260-910-063 | 305 | 0 | 6.1245 | 6.1245
220033 | Raw,Conn,Phone plug,3.5mm BLK. mono (171-PA3191-1-E) RoHS2# | 0 | 0 | 1.08 | 1.08
220034 | Raw,Conn,Radiometer,"R"# | 0 | 0 | 0.001 | 0.001
220035 | Raw,Conn,Lemo RF connector# | 29 | 0 | 10.83 | 0.0097
220036 | Raw,Conn,Y# | 0 | 0 | 0.001 | 0.001
220037 | Raw,Conn,Phone plug,F2,2.5mm BLK.ROHS2# | 65 | 0 | 0.63061 | 0.63061
220038 | Raw,Conn,JENCO,ATC male "L" Temp Plug# | 0 | 0 | 0.001 | 0.001
220040 | Raw,Conn,Lug,Spade,C,red,RoHS2# | 86 | 0 | 0.2714 | 0.155
220041 | Raw,Conn,Ring Tongue,Red,#6 Stud,26-22 GA,Vinyl Insulated | 103 | 0 | 0.56 | 0.56
220055 | Raw,Conn,Pin lead,CP,YL AT02508. (Greenlee 167/8) RoHS2# | 1236 | 0 | 0.01968 | 0.01968
220058 | Raw,Conn,Din,6 Pin. LEMO FFA.1S.306.ZLA.ROHS2# | 48 | 0 | 5.22 | 0.0097
220059 | Raw,Conn,BNC,Female,No Ears RoHS2# | 986 | 0 | 1.0878 | 0.74
220062 | Raw,Conn,3 CIRCUIT PLUG (03-06-2032)# | 0 | 0 | 0.001 | 0.001
220065 | Raw,Conn Contact,0.062" Female. Molex 02-06-5135 RoHS2# | 0 | 0 | 0.149 | 0.149
220066-A | Raw,Conn,Din,BK Dual thread NA for TB 1 pin,PG13.5 thread.RO | 18 | 0 | 3.3733 | 2.2915
220066-AR | Raw,Conn,Din,Red Dual thread NA for TB 1 pin,PG13.5 thread R | 0 | 0 | 2.7011 | 1.8375
220067A | Raw,IC,EEPROM,Dallas DS24B33+,RoHS2# | 238 | 0 | 2 | 2
220068 | Raw,Conn,BNC,Insulator,Teflon# | 0 | 0 | 0.001 | 0.0097
220071 | MRO,Conn,Alligator Clip 1-1/2,Red# | 100 | 0 | 0.4 | 0.4
220072 | MRO,Conn,Alligator Clip 1-1/2,Blk# | 100 | 0 | 0.43 | 0.43
220073 | Raw,Conn,Aligator Clip 2-3/8,Red# | 17 | 0 | 0.486 | 0
220074 | Raw,Conn,Aligator Clip 2-3/8,Blk# | 0 | 0 | 0.28 | 0
220076 | Raw,Conn,"I"# | 0 | 0 | 0.001 | 0.001
220080 | Raw,Cust,Conn&Cable Assembly,WTW Din&1M Cable (285123370) | 69 | 5.3 | 7.678 | 6.98
220084 | Raw,Conn,Banana,WTW Blue,Altech 930727102.ROHS2# | 75 | 0 | 1.5452 | 1.5452
220087 | Acce,Cable,22G,7/30,org WPD-2207-3 RoHS3,# | 0 | 0 | 0.04 | 0
220090 | Raw,Conn,EPO Terminal Red.ROHS2# | 74 | 0 | 0.24758 | 0.2625
220091 | Raw,Conn,EPO Terminal Blue. ROHS2# | 51 | 0 | 0.32494 | 0.45
220094 | Raw,Conn,IDC Bias W/ Hole 6.2;IDI#100410-005.ROHS3# | 711 | 0 | 0.93 | 0.93
00FL002 | Raw,Excitation Filter | 0 | 0 | 56.78 | 56.78
00FL003 | Raw,Emission Filter | 0 | 0 | 56.78 | 56.78
220097 | Raw,Conn,H3,Straight plug.4 p bushing reducer(CR3106A14S-2PB | 36 | 0 | 11 | 11
220098 | Raw,Conn,H4,Straight plug 4 p contact (CR3106A14S-2P-9) RoHS | 56 | 0 | 9.373 | 0
220099 | Raw,Conn,Din,Male mini 8 pin,(CUI MD-80).ROHS2# | 0 | 0 | 1.172 | 0
00FL004 | Raw,Excitation Lens | 0 | 0 | 29 | 29
220100 | Raw,Conn,RCA BK# | 7 | 0 | 0.38 | 0
220100-WB | Raw,Conn,RCA Phono Plug w/BK Band. RoHS2 Kobiconn 174-4359E | 37 | 0.41 | 1.63 | 1.63
00FL006 | Raw,Ring,Retaining | 0 | 0 | 0 | 0
00FL008 | Raw,PMT Board (AND1000) | 0 | 0 | 1045 | 1045
00FL009 | Raw,Computer Board (AND1000) | 0 | 0 | 105 | 105
220108A | Raw,Conn,ODU-Shanghai 5 pin# | 0 | 0 | 12.08 | 12.08
220109 | Raw,Conn,Alligator Clip Red 1.25 (CP-2407-ND)# | 0 | 0 | 0.061 | 0
220110 | Raw,Conn,Alligator clip blk 1.25 (cp-2406-nd)# | 0 | 0 | 0.121 | 0.121
220114 | Raw,Conn,FCI/Berg housing 3x2 (65043-034LF) RoHS3# | 117 | 0 | 0.5231 | 0.5231
220120 | Raw,Conn,Unspecified,40AU 22-26G,T/R FCI (47565-000LF) RoHS2 | 129 | 0 | 0.2178 | 0.2178
220130 | Raw,Conn Housing,(plug). Deutsch MMP16C-2204S1 RoHS3# | 200 | 0 | 3.6707 | 3.6707
220131 | Raw,Conn Boot,Deutsch 6810-204-1001 RoHS3# | 428 | 0 | 2.1673 | 2.1673
220132 | Raw,Conn Contact,Socket,Deutsch 6862-201-22278 RoHS3# | 430 | 0 | 0.57 | 0.57
220136 | Raw,Conn Terminal,Fit 3.0 Male 26-30. RoHS (43031-0012)# | 0 | 0 | 0.193 | 0
220138 | Raw,Conn Housing,(receptacle). Deutsch MMP11C-2204IP1# | 88 | 0 | 5.64 | 5.64
220139 | Raw,Conn Contact,Pin,Deutsch 6860-201-22278# | 0 | 0 | 0.29 | 0.0097
220140 | Raw,Conn,(PYE). SM3P H XD BLUE.# | 89 | 0 | 6.712 | 0
220141 | Raw,Conn,5 pins w/ M9 threaded locking. Binder 9904130005 Ro | 99 | 0 | 5.65 | 5.65
220144 | Raw,Conn,Phone plug,3.5mm Stereo. BLK (171-PA3291-1-E)# | 0 | 0 | 0.786 | 0
220145 | Raw,Conn,Phone Jack. 3.5mm Stereo. BLK (16PJ106-EX)#SF0014 | 0 | 1.23 | 1.1501 | 1.1501
220149 | Raw,Conn,DIN 8 PIN Female. (CUI SD-80J)# | 51 | 0 | 2.7599 | 2.7599
220150 | Raw,Conn Pin,0.156 Swage micro pin,Keystone 1447-4.ROHS2# | 3032 | 0 | 0.5 | 0.5
220152 | Raw,Conn,Mini Din 9 pins. plug.# | 0 | 0 | 1.35 | 1.35
220154 | Raw,Conn,Receptacle. (APENA-09-04)# | 489 | 0 | 3.6897 | 2.008
220155 | Raw,Conn,Plug. (RH35N-09-01).ROHS2# | 277 | 0 | 3.6897 | 2.51
220156 | Raw,Conn,Pin,(Cambion # 450-3729-01-03-00),RoHS3# | 48245 | 0 | 0.256 | 0.23
220163 | Raw,Conn,TNC Female Crimp for RG174 Cable (BAC514)# | 21 | 0 | 2.2 | 0
220164 | Raw,Conn,5pins,male,720 series, (99 9113 00 05) RoHS3# | 40 | 0 | 6.15 | 6.15
220166 | Raw,Conn,5pins,720 Series,F receptacle,blk (99 9116 00 05)#S | 14 | 4.74 | 4.5628 | 4.5628
220167 | Raw,Conn,Modular phone Plug 4P-4C,Clear (32-5964UL) RoHS2# | 10 | 0 | 0.458 | 0.458
220169 | Raw,Conn,DB9,(156-1309T-E) RoHS2# | 0 | 0 | 0.51901 | 0.51901
220171 | Raw,Conn BackShel,for DB9 (152-9009-EX) RoHS2# | 0 | 0 | 0.99802 | 0.99802
220173 | Raw,Conn,4 pins Female,IP67 (binder# 0904128004).ROHS2# | 47 | 0 | 8.4 | 8.4
220174 | Raw,Conn,4 pins M9 male,IP67 ,RoHS3# | 73 | 0 | 7.85 | 8.25
220175 | Raw,Conn,4 pins M9 Female,IP67 , RoHS3# | 237 | 0 | 5.961 | 5.961
220176 | Raw,Conn,MP3,F Panel-mounted Receptacle (99 9208 00 03) RoHS | 0 | 0 | 1.912 | 0
220177 | Raw,Conn,MP4,F Panel-mounted Receptacle (99 9212 00 04) RoHS | 30 | 0 | 4.45 | 4.45
220178 | Raw,Conn,MP5,F Panel-mounted Receptacle (99 9216 00 05) RoHS | 55 | 0 | 2.518 | 0
220179 | Raw,Conn,MP3,M Panel-mounted Receptacle (99 9207 00 03) RoHS | 22 | 0 | 2.49 | 2.49
220180 | Raw,Conn,MP4,M Panel-mounted Receptacle (99 9211 00 04) RoHS | 15 | 0 | 4 | 4
220181 | Raw,Conn,MP5,M Panel-mounted Receptacle (99 9215 00 05) RoHS | 28 | 0 | 3.44 | 0
220182 | Acce,Conn,ModularPlug RJ45 8P8C (32-5958UL) RoHS3# | 49 | 0 | 0.47 | 0.47
220183 | Raw,Conn,MP8 M Cordset,2M,720 (binder# 79 9169 020 08) RoHS3 | 103 | 0 | 12.58 | 12.58
220184 | Cable Assembly w/ S7 connector,1M. (Crison # 9434),# | 0 | 0 | 0.001 | 0
220187 | Raw,Conn, MP5 Male Panel-mounted Recp, Green 99 9215 07005 | 80 | 0 | 6.59 | 6.59
220188 | Raw,Cust, Conn,MP5, Female Panel-mounted Receptacle, Green( | 30 | 0 | 5.53 | 5.53
220189 | Raw,Cust, Conn, MP3, Male Panel-mounted Receptacle, Blue (9 | 10 | 0 | 100.93 | 80.07
220190 | Raw,Cust, Conn, MP3, Female Panel-mounted Receptacle, Blue( | 30 | 0 | 3.33 | 3.33
220191 | Raw,Conn,PLUG 10POS SOLDER CBL MNT (ST40-10S-CV(30)).ROHS2# | 210 | 0 | 2.82 | 2.82
220192 | Raw,CONN CABLE BUSHING 4.0MM,(ST40X-BS(4.0))ROHS2# | 197 | 0 | 0.383 | 0.383
220193 | Raw,Conn,MP5,Male plug,cable 2.5-4OD,BK,99 9113 03 05 ROHS2 | 0 | 0 | 0.001 | 0
220194 | Raw,Conn,2 pins conxall (6282-2PG-3DC)# | 58 | 0 | 6.79 | 6.79
220195 | Raw,Conn,female ODU-Shanghai 5 pins# | 5 | 0 | 8.7367 | 8.7367
220196 | Raw,Conn,Ring,YL,#6 Stud,24-20,Viny.lNICHIFU TMEV 0.3-3.5.RO | 0 | 0 | 0.13362 | 0.0727
220199 | Raw,Conn,Pin,Molex (08-70-1039).ROHS3# | 0 | 0 | 0.044 | 0.044
220200 | Raw,Conn,Housing 4 pins. molex (50-37-5043)ROHS2# | 0 | 0 | 0.136 | 0.136
220201 | Raw,Conn,Housing 3 pins. molex (50-37-5033).ROHS2# | 0 | 0 | 0.125 | 0.125
220202 | Raw,Conn,Pin,Molex (46235-5004).ROHS3# | 502 | 0 | 0.1 | 0.1
220203 | Raw,Conn,Housing 4 pins. molex (43025-0408) ROHS2# | 337 | 0 | 0.307 | 0.307
220204 | Raw,Conn,Housing 6 pins. molex (43025-0608)ROHS2# | 234 | 0 | 0.384 | 0.384
220205 | Raw,Conn,Housing 8 pins. molex (43025-0808)# | 98 | 0 | 0.52941 | 0.52941
220206 | Raw,Conn,4Pins MALE CORD TYPE ,EN3C4MX RoHS2# | 38 | 0 | 3.94 | 3.94
220207 | Raw,Conn,Disconnect M,22-18G Fully Insulated(71M-187-20NBL) | 3099 | 0.13 | 0.26 | 0.4
220208 | Raw,Conn,Disconnect F,16-14G fully Insulate(72F-187-20NBL)RO | 7825 | 0.13 | 0.18 | 0.38
220209 | Raw,Conn,DIN 6 pin female (CUI SD-60J)# | 0 | 1.5 | 1.399 | 1.399
220210 | Raw,Conn,Din,6 Pin. (I1011) .ROHS2# | 400 | 0 | 3.88 | 3.88
220212 | Raw,Conn,Assy w/ wires. In-Situ# 0035900 Rev PR3 (I1037) | 1352 | 0 | 12.71 | 12.71
220213 | Raw,Conn,Housing 2 pins. molex (43025-0208)# | 0 | 0 | 0.313 | 0.313
220214 | Raw,Conn,M16 M plug,4pins Cable outlet 4-6mm,(9951091904)ROH | 94 | 0 | 7.6314 | 7.6314
220215 | Raw,Conn,M16 F plug,4pins,Cable outlet 4-6mm(9951101904)ROHS | 94 | 0 | 8.0823 | 8.0823
220218 | Raw,Conn &Cable Assembly*,Xylem. 285123370# | 0 | 0 | 0.001 | 0
220219 | Raw,Plug Head,285123380 (8184340) | 38 | 0 | 6.545 | 5.95
220220 | Raw,Conn Terminal,MF 3.0 Female 20-24G.(43030-0001) RoHS3# | 5660 | 0 | 0.061 | 0.061
220221 | Raw,Conn Housing,RECEPTACLE . 8P Dual Row. RoHS (43025-0800) | 690 | 0 | 0.18 | 0.18
220222 | Raw,Conn,8 pins cable-mount DIN Audio/Video Plug.(71430-080/ | 85 | 0 | 3.74 | 0
220223 | Raw,Conn Housing,5 POS Single Row. Molex 43645-0500. RoHS3# | 5338 | 0 | 0.278 | 0.28
220224 | Raw,Conn plug 3.5mm 4conductor Cable mnt (SP-3540A)# | 250 | 0 | 1.7 | 1.7
220226 | Raw,Conn,2mm Banana Plug. Multicomp 25.205.2# | 0 | 0 | 0.76923 | 0.76923
220227 | Raw,Headers & Wire Housings,(GRPB071VWVN-RC))# | 330 | 0 | 0.35 | 0.35
221001 | Acce,TRM BLK,6 PT,BLK (CINCH 6-141)# | 7 | 0 | 3.7667 | 3.7667
221002 | Acce,TRM MARKER,6 PT# | 0 | 0 | 0.001 | 0.001
221010 | Raw,Conn,BNC Bulkhead Jack. RoHS AMP# 5413771-3# | 275 | 0 | 2.6612 | 2.6612
221012 | Raw,Conn,BNC. Straight 50 OHM TIN. RoHS3 (Tyco 5227726-1)# | 690 | 0 | 0.72727 | 0.49323
221013 | Raw,Conn,BNC Kit (9300) | 0 | 0 | 0.425 | 0.425
221015 | Raw,Conn,BNC no shell,RG174#AURORA P/NAF0010 | 548 | 0 | 0.74603 | 0.21807
223007 | Raw,Ring,Split, for contact of 220066 RoHS3 | 5000 | 0.45 | 0.57 | 0.57
224001 | Raw,Cust, Conn, MINI PV Receptacle. 28-32 awg (48249-000LF) | 2389 | 0 | 0.068 | 0.068
224002 | Raw,Conn,D-Sub Contacts SOCKET 24-20 GD/ copper (205090- | 5 | 0 | 0.952 | 0.95
227001-CS | Raw,Conn case,for plughead,VP 6 pin Snesor Plug (008 60011) | 3 | 2.68 | 2.5 | 2.5
227001-HS | Raw,Conn Halfshell,VP 6 pin Snesor Plug (9 008 00024)# | 5 | 0.27 | 0.25 | 0.25
227001-PH | Raw,Conn Plughead,VP 6 pin Snesor Plug (008 60033)# | 33 | 12.01 | 11.22 | 11.22
227001-RS | Raw,Conn Rear Sleeve,VP 6 pin Snesor Plug (008 60009)# | 3 | 2.94 | 2.75 | 2.75
227001-ST | Raw,Conn Stopper,VP 6 pin Snesor Plug (9 0080040)# | 337 | 0.21 | 0.2 | 0.2
00FL010 | Raw,PMT Module | 0 | 0 | 0 | 0
00FL011 | Raw,Gasket, PMT | 0 | 0 | 0 | 0
00FL012 | Raw,Screw,Socket Head, M2 X 10 mm | 0 | 0 | 0 | 0
00FL013 | Raw,OLED Mount | 0 | 0 | 0 | 0
230001 | Raw,TC,RTD. 100 OHM (32207400) RoHS3#1-SJ0003 | 971 | 0.91 | 1.9776 | 1.9776
00FL014 | Raw,OLED | 19 | 0 | 52 | 52
230002 | Raw,TC,RTD 1000 OHM 32207704 RoHS3#1-SJ000001 | 334 | 1.16 | 2.2061 | 2.2061
00FL015 | Raw,Screw,Self-tapping, M2.5 x 6mm | 0 | 0 | 0 | 0
00FL016 | Raw,2GB Sandisk MicroSD Memory Card (uSD) | 0 | 0 | 3.44 | 3.44
00FL017 | Raw,LED Assembly | 0 | 0 | 0 | 0
00FL018 | Raw,LED Sleeve | 0 | 0 | 0 | 0
230007 | Raw,TC,RTD PT1000 F0.15 (Cl A) Type L420 (32207582)ROHS3#SJ0 | 0 | 2.78 | 2.55 | 2.55
230008 | Raw,TC,RTD. 1000 OHM (32208727)# | 260 | 0 | 3.76 | 3.76
231001 | Raw,TC,Thermistor 100K,(QTC05W-104J).NoN RoHS# | 500 | 0 | 12.6 | 12.6
231003 | Raw,TC,Thermistor,10K Ohm, 10K3A402i RoHS2#1-SJ0002 | 16371 | 0 | 1.22 | 1.22
231004 | Acce,TC,Thermistor 300 ohm,02C3000JP RoHS2# | 1 | 139.1 | 4.98 | 4.98
00FL019 | Raw,LED | 0 | 0 | 3.5 | 3.5
231013 | Raw,TC,Thermistor,30K+/-0.2C Hach,7.5" LDs,30K5A156i RoHS2#1 | 7430 | 0 | 2.75 | 2.75
231016 | Raw,TC,Thermistor 100K ohm (vishay# 08M1003SFB3) RoHS3# | 82 | 0 | 1.3779 | 1.3779
231017 | Raw,TC,30K ohm +/-0.2c from 0c to 70c,16" LD,30K5A338i ROHS2 | 4669 | 0 | 2.43 | 2.43
231019 | Raw,TC,Thermistor,30K+/-0.2C HACH 5" LDs .075 max,30K5A364i | 4200 | 0 | 3.03 | 3.03
231020 | Raw,TC,Thermistor,10K,10K3A1C RoHS2# | 0 | 0 | 2.0501 | 2.0501
231042 | Raw,TC,Thermistor 2252 OHM,3" Insulated LDs,2.2K3A1iB RoHS2 | 600 | 0 | 7.21 | 7.21
231044 | Acce,TC,Thermistor 2252,16" Insulated LDs. Aurora free provi | 1445 | 0 | 1.8375 | 1
231045 | Raw,TC,Thermistor 10K OHM. GA10K3A1B RoHS2#SJ0005 | 1272 | 1.72 | 2.5056 | 2.5056
231046 | Raw,TC,Thermistor 20K OHM. Powder Coated NTC (20K5MR8) RoHS2 | 0 | 1.64 | 1.88 | 1.88
232001 | Raw,TC,Resistor,3K balco,0.10"+/-0.01dia. (MR6043K0000JCE661 | 126 | 8.4 | 9.8717 | 9.8717
232001-A | Raw,TC,3K Balco Replacement(NB3K0.525.2S.K)ROHS2# | 0 | 5.68 | 5 | 5
232002 | Acce,Resistor,10M ohm,5% 1/4W for P3. RoHS3# | 1000 | 0 | 0.09 | 0.09
232009 | Raw,TC,Resistor,2.00 k 1/4 w 1%# | 3367 | 0 | 0.001 | 0.001
00FL021 | Raw,Pin,Hinge | 0 | 0 | 0 | 0
00FL022 | Raw,Chamber Door (Sample) | 0 | 0 | 0 | 0
00FL023 | Raw,USB Boot | 0 | 0 | 0 | 0
00FL024 | Raw,Sample Chamber | 0 | 0 | 0 | 0
232121 | Raw,IC,ATTINY12L-4SU. PROGRAMMED; CT41 PCB#1-SJ0034 | 198 | 1.04 | 1.85 | 1.85
232122 | Raw,Conn,Shell ZHR-6. ROHS2# | 946 | 0 | 0.0402 | 0.0402
232123 | Raw,Conn,Contacts,(JST# SZH-002T-P0.5).ROHS3# | 3577 | 0 | 0.0118 | 0.0118
00FL025 | Raw,Screw,Socket Head, M2 X 20 mm | 0 | 0 | 0 | 0
00FL026 | Raw,Navigator Keypads (ANDalyze) | 0 | 0 | 27.4 | 27.4
00FL027 | Raw,Navigator Keypads (HF Scientific) | 0 | 0 | 27.4 | 27.4
00FL028 | Raw,Housing, Lower | 0 | 0 | 0 | 0
233008 | Acce,Resistor,5.23Kohms,1/8W 1% Metal Film,(270-5.23K).ROHS2 | 66 | 0 | 0.18 | 0.18
233009 | Raw,CON-INLN R 3CBL (AMP# 104257-2)# | 438 | 0 | 0.22 | 0.22
233010 | Raw,PIN 28-32 AWG FEM CMP AMP 104481-3. RoHS# | 100 | 0 | 0.098 | 0.098
233011 | Raw,Screw,Thumb, SS,Knurled Head, 6-32 x 1 | 14 | 0 | 13.13 | 13.13
233012 | Raw,L9337-01 SERIED INFRARED LED# | 20 | 0 | 5.6 | 5.6
233013 | Raw,S6986 INFRARED DET MODULE.ROHS2# | 20 | 0 | 5.6 | 5.6
00FL029 | Raw,Housing, Upper | 0 | 0 | 0 | 0
240003 | Raw,Preamp,610030,EX,Foxboro XMitters -# | 2 | 0 | 74.945 | 0
240014 | Raw,Preamp,620070 In. Universal 3K TC P2 (U2587)ROHS3# | 5 | 0 | 26 | 26
240016 | Raw,Preamp,MAX406BCPA+ P3. RoHS3# | 11 | 0 | 7.85 | 7.85
240026 | Raw,Preamp EC1-3081# | 0 | 1979.5 | 91 | 91
240030 | Raw,Preamp,B1278LM Foxboro. Exempt 7# | 36 | 0 | 15.5562 | 15.5562
240032 | Acce,RFID Transponder,(sokymat # 723020) RoHS3# | 12000 | 0 | 1.88 | 1.88
240033 | Acce,RFID Sticker,SMARTRAC (NXP NTAG213) #3002981. In-Situ 0 | 1306 | 0 | 0.197 | 0.197
241104 | Raw,Battery,alkaline 6V # PX28AB. ROHS3# | 12 | 0 | 3.079 | 3.079
242001A | Raw,Int Ag,.010 x3",.155 silicone bushing.ROHS2# | 960 | 0 | 0.1029 | 0.07
242002 | Raw,Int Ag,.010"x3",.107 silicone bushing# | 1800 | 0 | 0.294 | 0.16
242003 | Raw,Int Ag,.010" x 5.5",No bushing | 1754 | 0 | 0.3675 | 0.2
242004 | Raw,Int Ag,0.010" x4.5" dip 1.5" w/0.155 Sil Bushing. ROHS3 | 593 | 0 | 0.35295 | 0.2125
242006 | Raw,Int Ag,.015" x 2" ,no bushing RoHS2# | 2252 | 0 | 1.327 | 0.90274
242007 | Raw,Int Ag,.010 x 6,No bushing. RoHS3# | 1840 | 0 | 0.294 | 0.19344
242008 | Raw,Int Ag,.010 X 6" .107 Silicon bushing# | 380 | 0 | 0.5586 | 0.38
242008A | Raw,Int Ag,.010 x 7",w/ 0.094 bushing RoHS2# | 0 | 0 | 0.5733 | 0.312
242009 | Raw,Int Ag,.010 x 4.5,no bushing RoHS2# | 2300 | 0 | 0.24212 | 0.25
242010 | Raw,Int Ag,.010"x5.0",w/0.140 Silicone Bushing RoHS3# | 5226 | 0 | 0.294 | 0.16
242012 | Raw,Int Ag,.010 x3",No bushing,RoHS3# | 18446 | 0 | 0.19023 | 0.13485
242013 | Raw,Int Ag,.010"x2",No Bushing,RoHS3# | 17233 | 0 | 0.2499 | 0.2125
242014 | Raw,Int Ag,.015 x3",No bushing RoHS2# | 9905 | 0 | 0.32859 | 0.22
242016 | Raw,Int Ag,.010 x7",.155 silicone bushing RoHS3# | 930 | 0 | 0.34588 | 0.202
242018 | Raw,Int Ag,.010 x6" w/0.155 silicone bushing RoHS2# | 4968 | 0 | 0.1617 | 0.38
242020 | Raw,Int Ag,.010 x6.5",w/.14" Silicone Bushing RoHS3# | 816 | 0 | 0.32859 | 0.21627
242023 | Raw,Int Ag,.010 X7",.094 silicone bushing RoHS2# | 0 | 0 | 0.43277 | 0.2355
242026 | Raw,Int Ag,.010"x2",.155 Silicone Bushing,RoHS3# | 6058 | 0 | 0.17295 | 0.12397
242085 | Raw,Int Ag,.010 x6",w/0.185 Silicone Bushing RoHS2# | 20358 | 0 | 0.25725 | 0.175
242089 | Raw,Int Ag,.010 x 5" w/ 0.155 Silicone Bushing RoHS2# | 347 | 0 | 0.23888 | 0.13
242091 | Raw,Int Ag,0.010"x8"; w/o Silicone Bushing,RoHS2# | 1038 | 0 | 0.34588 | 0.23621
242092 | Raw,Int Ag,0.010"x6" w 0.269 Silicone Bushing RoHS3# | 438 | 0 | 0.38047 | 0.25906
242093 | Raw,Int Ag,0.010"x6" dip 1" w/o Silicone Bushing RoHS2# | 300 | 0 | 0.26034 | 0.14167
242094 | Raw,Int Ag,0.015"x4.5" dip 1.2" w/o sil Bushing RoHS2# | 2297 | 0 | 0.4557 | 0.31
242096 | Raw,Int Ag,0.010"x8" Anodized 1" w/0.094 Sil Bushing RoHS2# | 8800 | 0 | 0.441 | 0.24
242097 | Raw,Int Ag,0.015"x8" Anodized 2" w/o sil Bushing RoHS2# | 1000 | 0 | 0.49613 | 0.3375
242098 | Raw,Int Ag,0.010"x2.3" Anodized 1" w/o sil Bushing RoHS2# | 3000 | 0 | 0.25725 | 0.14
242099 | Raw,Int Ag,Ref Wire (H0HWX-15-01) RoHS2# | 23600 | 0 | 1.6782 | 1.14
242100 | Raw,Int Ag,0.010"x2" w/0.094" Silicone Bushing RoHS2# | 1156 | 0 | 0.27563 | 0.15
243003 | Raw,Inductor,SLF7032T-100M1R4-2PF. RoHS compliant#1-SJ0051 | 0 | 0.21 | 0.195 | 0.195
243008 | Raw,Switch,OPB855.ROHS2#1-SJ0044 | 0 | 2.59 | 1.34 | 1.34
244001 | Raw,IC,LM2907M/NOPB. RoHS compiant#1-SJ0042 | 0 | 0.78 | 0.98 | 0.98
244003 | Raw,IC,LM2703MF-ADJ/NOPB#1-SJ0043 | 0 | 0.63 | 0.59 | 0.59
SI1J1V1C-110-5 | Sub,Stem,pH,GX-5,110mm Length | 1000 | 0 | 0.806 | 0.806 | Lab-Ovh
SI1L1V1C-100-5 | Sub,Stem,pH,5,100mm Length | 223 | 0 | 0.81 | 0.79 | Lab-Ovh
SI1G1V1C-090-5 | Sub,Stem,pH,5,.165 x 090mm Length | 0 | 0 | 0.008 | 0
244012 | Raw,IC,MSP430F2617TPMR,pre-programmed. for VIB PCB.ROHS3# | 0 | 0 | 0.59 | 0.0097
244013-PGM | Raw,IC,DSPIC33FJ128GP804-I/PT,programmed V7.8. for ODO probe | 0 | 0 | 5.3 | 5.3
244014 | Raw,IC,NVF3055L108T1G (ON Semi)#SJ0022 | 0 | 0.21 | 0.245 | 0.245
SI1L1V1C-120-5 | Sub,Stem,pH,5,120mm Lenght | 15 | 0 | 0.811 | 0.811 | Lab-Ovh
SI1L1V1C-090-5 | Sub,Stem,pH,5,090mm Length | 900 | 0 | 0.81 | 0.79 | Lab-Ovh
SI1G1V1C-110-5 | Sub,Stem,pH,5,110mm Length | 0 | 0 | 0.01 | 0
00FL030 | Raw,Battery Cover | 0 | 0 | 0 | 0
00FL033 | Raw,Gasket, O-Ring Cord Stock | 0 | 0 | 0.57 | 0.57
244019-PGM | Raw,IC. DSPIC33FJ128GP804-I/ML. Programmed.# | 349 | 0 | 5.3 | 5.3
244711-001 | Acce,S7 Connector.Ref# 244711-000.ROHS2# | 0 | 5.13 | 2.3347 | 1.5929
245001 | Raw,Holder,battery,Keystone# 209,RoHS2#1-SJ0049 | 0 | 0.07 | 0.09 | 0
00FL037 | Raw,3.7V Lithium Ion Polymer Battery | 249 | 0 | 2.95 | 2.95
245003 | Raw,Knob,switch,1/8,TE# 5-1437624-1 (PKES60B1/8),RoHS3#1-SJ0 | 0 | 1.61 | 1.4075 | 1.4075
245005 | Raw,IR Detector QSE159.#SJ0018 | 0 | 0.32 | 0.60638 | 0.33
00FL038 | Raw,LED Housing | 0 | 0 | 0 | 0
00FL039 | Raw,Computer Board (AND1100) | 0 | 0 | 105 | 105
245009 | Raw,Battery Holder,for pH/ORP testrode (APENA-09-07)# | 0 | 0 | 0.03 | 0.03
245010 | Raw,Battery,CR2032. ROHS2# | 0 | 0 | 0.94639 | 0.515
00FL040 | Raw,PMT Board (AND1100) | 0 | 0 | 1045 | 1045
245018 | Raw,Battery Contact,AAA. Safedip. Keystone 5230. RoHS2#SN001 | 0 | 0.1 | 0.10299 | 0.10299
245026 | Acce,Transducer(pressure sensor),NPH-8-200AH. (Nova Sensor) | 0 | 0 | 89.5818 | 89.5818
00OF004 | MRO,Ziplock Bags (large) | 0 | 0 | 0.23 | 0.23
245029 | Raw,Ethanol Sensors,TGS 2620#SJ0021 | 10 | 6.05 | 5.6581 | 5.6581
245035 | Raw,LED,Blue. (Aurora Sourcing) ROHS3# | 1931 | 0 | 0.09188 | 0.0625
245036 | Raw,LED,Red. (Everlight# HLMP1340) LDO-Vernier. RoHS3# | 486 | 0 | 0.1 | 0.1
245037 | Raw,PCB assembly,Optical DO probe,V1.71. ODO GEN 1 | 326 | 0 | 61.7 | 61.7
245040 | Raw,PCB assembly,V-Optical DO Interface,V1.71.ROHS2# | 1013 | 0 | 22.34 | 36.1
245041 | Raw,Micro SD card,4G. FAT32 format RoHS2# | 2005 | 3.53 | 7.1386 | 4.8563
245042 | Raw,PCB,Multihandle pH. (C0565C) RoHS3# | 8970 | 0 | 3.0832 | 2.0974
245043 | Raw,Battery,AA Alkaline,ROHS2# | 122 | 0 | 0.5046 | 0.44594
245044 | Raw,PCB assembly,LDO Meter,# | 0 | 0 | 39.26 | 39.26
245045 | Raw,Battery Contact,Keystone 5223.ROHS3# | 117 | 0 | 0.15 | 0.15
245046 | Raw,Battery Contact,Keystone 5201.ROHS2# | 131 | 0 | 0.1536 | 0.1536
245047 | Raw,Battery Contact,Keystone 5212 RoHS2# | 17 | 0 | 0.4301 | 0.4301
245051 | Raw,Photodiode,Si PIN. (S1223-01) RoHS2# | 985 | 0 | 4.0572 | 4.0572
245052 | Raw,Face Panel,ODO meter,(ALDOA-09-11)# | 500 | 0 | 1.7089 | 0.93
245054 | Raw,Power Adap,2 prong. in 90~260V out 5V,500mA,USB A F.# | 0 | 0 | 0 | 0
245057 | Raw,Circuit Board assembly,UIB V1.1/ROHS3# | 98 | 2.23 | 50.3782 | 50.3782
245058 | Raw,Diodes - General Purpose,Power,Switching (Fairchild 1N41 | 0 | 0 | 0.02 | 0.02
245060 | Raw,Cust,Face Panel,Lovibond. T-ODO meter,(TLDOA-09-08) | 476 | 0 | 0 | 0
245061 | Raw,Cust,MEM Switch Keypad. T-ODO Meter. (TLDOA-09-07) | 103 | 0 | 0 | 0
245063 | Raw,Battery,1.5V Alkaline Coin Cell. LR44. (energizer A76)# | 56 | 0 | 1.9 | 1.62
245064 | Raw,Cust,Face Panel,AQUA.. T-ODO meter,(TLDOA-09-08) | 95 | 0 | 0 | 0.0097
245066 | Raw,LED,Flat Top Blue & Red,3mm. (3WRB4-Y-T-A3)ROHS3# | 5740 | 0 | 0.12379 | 0.08271
245067 | Raw,Photodiode,PDB-C134-ND,LUNA OPTOELECTRONICS (VWDOA-09-01 | 4551 | 0 | 0.886 | 0.886
245070 | Raw,Pressure sensor,MS583702BA01-50,ROHS3# | 125 | 0 | 1.435 | 1.435
245071 | Raw,Pressure sensor,MS583730BA01-50,ROHS3# | 5 | 0 | 7.46 | 7.46
2454704 | Solu,IFS, Galvanic DO Internal Fill Gel, 500 mL | 0 | 0 | 0.684 | 0.0097
246001 | Acce,Resistor,Metal Film 30K,1/2W 1%,(273-30K-RC)ROHS2# | 0 | 0 | 0.06 | 0.06
246003 | Acce,Resistor,Metal Film 10M,1/2W ,1%,HVR3700001005FR500 RoH | 0 | 0 | 0.125 | 0
246014 | Acce,Resistors,7.5Kohms,Metal Film,1/8watt. (270-7.5K-RC)# | 105 | 0 | 0.05 | 0.05
246504-001 | Temp,TC,316SS,30K OHM SG,#T0BTV-S81-X0X-FX24TX | 1 | 39.46 | 22.134 | 22.134 | Lab-Ovh
247001 | Raw,PCB assembly,T-ODO Panel,V1.1 gerber,V1.1 BOM# | 129 | 0 | 73.27 | 73.27
247002 | Raw,PCB Assembly,In-Situ 0061550 | 409 | 0 | 45.65 | 45.65
247003 | Raw,PCB Assebly,ASI Chlorine Probe,RC66.ROHS3# | 89 | 0 | 61.2709 | 61.2709
247005 | Raw,PCB assembly,RC67 (RC67A-06-07)ROHS3# | 1 | 0 | 18.9635 | 16.49
247006 | Raw,PCB accembly,ODO probe. ROHS3# | 5888 | 0 | 22.729 | 19.1
247010 | Raw,PCB accembly,ORP 4-20mA 4wire-V3R1# | 60 | 0 | 20.13 | 20.13
247013 | Raw,PCB accembly,Communication Horiba DOH1-0001 (ODO-485-LVv | 199 | 0 | 12.31 | 12.31
247016 | Raw,PCB accembly,485-sub Communication board. for GEN2 ODO.R | 505 | 0 | 17.57 | 17.57
247017 | Raw,PCB accembly,RC67 2wires. (RC67-1-2W420R3)ROHS3# | 112 | 0 | 18.53 | 18.53
247018 | Raw,PCB accembly,XISE2X.ROHS3# | 737 | 0 | 5.53 | 5.53
247019 | Raw,PCB accembly,CT_LGC_V12. K=1,4-20mA. 4 wires# | 5 | 0 | 41.62 | 41.62
247020 | Raw,PCB accembly,Communication board (4-20mA,0-5V) GEN2 ODO. | 4154 | 35.79 | 7.16 | 7.16
256500-A01 | Acce,Electrode Arm# | 9 | 25.87 | 15.5765 | 22.6713
25G-BTA | Acce,25G Accelerometer RoHS2 Vernier# | 63 | 39.8 | 5.98 | 28.6875
264256-000 | Elec,1xM1007&M1297pair w/450139 soaking boot,450656 bushing | 0 | 29.58 | 18.935 | 18.935 | Lab-Ovh
285096980 | Elec,ISE,Epoxy BK Solid,PVC M,MONO#XT11L-P00-X0X-X000ZZ | 0 | 195.41 | 74.338 | 74.338 | PROX Lab
285096990 | Elec,ISE,XT,PVC grey,PVC membrane,gold pin(220024),SI pkg. | 0 | 87.47 | 17.452 | 17.452 | PROX Lab
285130340 | Elec,ISE,Epoxy Clear,Fluoride,DJ#FLS2Q-F00-Z0X-X000ZZ* | 0 | 186.59 | 66.037 | 60.24 | PROX Lab
285130350 | Elec,ISE,Epoxy Clear,Solid State,DJ#CLS2Q-S00-Z0X-X000ZZ* | 2 | 136.03 | 45.917 | 14.264 | PROX Lab
285130360 | Elec,ISE,Epoxy Clear,PVC M,DJ#NO12Q-P00-Z0X-X000ZZ* | 0 | 195.83 | 53.917 | 18.785 | PROX Lab
285130370 | Elec,ISE,Epoxy Clear,PVC M,DJ#KT12Q-P00-Z0X-X000ZZ* | 0 | 195.83 | 65.283 | 18.785 | PROX Lab
285130380 | Elec,ISE,Epoxy Clear,PVC M,DJ#CA12Q-P00-Z0X-X000ZZ* | 0 | 199.93 | 73.208 | 70.74 | PROX Lab
285130390 | Elec,ISE,Epoxy Clear,Solid State,DJ#CNS2Q-S00-Z0X-X000ZZ* | 0 | 0 | 22.272 | 0.0097
285130400 | Elec,ISE,Epoxy Clear,Solid State,DJ#SSS2Q-S00-Z0X-X000ZZ* | 0 | 136.22 | 38.168 | 10.677 | PROX Lab
285130410 | Elec,ISE,Epoxy Clear,Solid State,DJ#IDS2Q-S00-Z0X-X000ZZ* | 0 | 140.31 | 38.168 | 10.677 | PROX Lab
285130420 | Elec,ISE,Epoxy Clear,Solid State,DJ#BRS2Q-S00-Z0X-X000ZZ* | 1 | 138.92 | 46.105 | 14.264 | PROX Lab
285130430 | Elec,ISE,Epoxy Clear,Solid State,DJ#CUS2Q-S00-Z0X-X000ZZ* | 1 | 136.22 | 38.158 | 10.668 | PROX Lab
285130440 | Elec,ISE,Epoxy Clear,Solid State,DJ#PBS2Q-S00-Z0X-X000ZZ* | 0 | 0 | 22.272 | 0
285216268 | Elec,ISE,Epoxy BK Solid,PVC M,MONO#CA11L-P00-X0X-X000ZZ | 0 | 182.93 | 63.848 | 63.848 | PROX Lab
285216273 | Elec,ISE,Epoxy BK Solid,CU,MONO#CU01L-S00-X0X-X000ZZ | 1 | 117.68 | 27.197 | 25.947 | PROX Lab
285216295 | Elec,ISE,Epoxy BK Solid,Fluoride,MONO#FL25L-F00-X0X-X000ZZ | 2 | 157.16 | 52.895 | 52.895 | PROX Lab
285216312 | Elec,ISE,Epoxy BK Solid,CU,MONO#CU01L-S00-X0X-ZM01ZZ | 0 | 115.48 | 13.288 | 10.256
285216313 | Elec,ISE,Epoxy BK Solid,Fluoride,MONO#FL25L-F00-X0X-ZM01ZZ | 3 | 140.44 | 37.597 | 19.659
285216314 | Elec,ISE,Epoxy BK Solid,PVC M,MONO#CA11L-P00-X0X-ZM01ZZ | 0 | 181.24 | 32.551 | 0.0097
285216315 | Elec,ISE,Epoxy BK Solid,PB,MONO#PB01L-S00-X0X-ZM01ZZ | 0 | 0 | 12.615 | 0
00OF007 | MRO,Brady Printer Ribbon | 0 | 0 | 83.99 | 83.99
29314-50 | PNS,Epoxy, E-20HP, 50ml. Loctite 237107 RoHS3# | 15 | 0 | 21.3 | 21.3
00OF012 | Raw,Self-laminating tags, red | 0 | 0 | 0.798 | 0.798
00OF013 | Raw,Self-laminating tags, yellow | 0 | 0 | 0.798 | 0.798
00OF014 | Raw,Self-laminating tags, green | 0 | 0 | 0.798 | 0.798
00OF015 | Raw,Self-laminating tags, pink | 0 | 0 | 0.798 | 0.798
00OF020 | Raw,Label, box Lead | 0 | 0 | 0.33 | 0.33
00OF028 | Raw,Black bags for buffer | 1153 | 0 | 0 | 0
300-D-2 | Elec,ODO,ABS,for HORIBA,2M cable#3200819610 | 0 | 257.55 | 131.459 | 140.411 | Lab-Ovh
300-D-2-NB | Elec,ODO,ABSfor HORIBA,2M cable,no logo printt#3200824862 | 0 | 255 | 131.307 | 131.307 | Lab-Ovh
300-D-5 | Elec,ODO,ABS,for HORIBA,5M cable#3200819628 | 0 | 271.69 | 135.899 | 135.331 | Lab-Ovh
300-D-5-NB | Elec,ODO,ABS,for HORIBA,5M cable,no logo print#3200824863 | 1 | 0 | 135.703 | 0.0097 | Lab-Ovh
300-D-M | Acce,Membrane Cap Kit,ODO,BLK PVC for HORIBA#3200819629 | 0 | 40.23 | 8.513 | 2.088 | Lab-Ovh
C80-003-TC | Sub,Cable,Coax,RG174,3F,Tinned Leads. | 0 | 0 | 2.689 | 0.971 | Lab-Ovh
C80-006-TC | Sub,Cable,Coax,RG174,6F,Tinned Leads. | 0 | 0 | 3.422 | 3.422 | Lab-Ovh
310002 | Raw,Chem,citric acid monohydrate, granular | 1030 | 0 | 0.143 | 0.14296
310003 | PNS,Chem, Silicone Oxide 99.9%,1 kg/pk (Alfa 88316)# | 0 | 0 | 155.27 | 155.27
00OF029 | Raw,Ziplock 13 x18 (kit) | 0 | 0 | 0 | 0
310008 | Raw,Chem,Tetramthylethylendiamine 99% | 250 | 0 | 0.254 | 0.254
ORP10-1P3A-5 | Elec,Dolphin,ORP,PT,W/PCB,PT100,50FT CABLE,PIN LUGS | 0 | 362.75 | 288.436 | 248.244 | Lab-Ovh
310010 | Raw,Chem,Sodium Persulfate,98% | 4950 | 0 | 1.072 | 1.072
310012 | Raw,Chem,AgCl,silver chloride powder 99.9% | 0 | 0 | 3.5928 | 3.5928
310013 | Raw,Chem,Potassium Chloride, KCl, ACS | 757600 | 0 | 0.0122 | 0.01221
00OF030 | Raw,Sealing Labels (dry buffer kit) | 0 | 0 | 0 | 0
00OF032 | Raw,Ziplock 6 x 9 (soil testing kit) | 379 | 0 | 0.07 | 0.07
00OF040 | Raw,Ziplock 5 x 8 (buffer) | 0 | 0 | 0.079 | 0.079
00SN001 | Raw,Sensor Housing - Green | 3653 | 0 | 0.58 | 0.58
00SN002 | Raw,Sensor Housing - Orange | 6279 | 0 | 0.58 | 0.58
00SN003 | Raw,Sensor Housing - Blue: 2PC SET | 1710 | 0 | 0.58 | 0.58
00SN004 | Raw,Sensor Housing - Gray | 1406 | 0 | 0.58 | 0.58
00SN005 | Raw,Sensor Housing - White | 3224 | 0 | 0.58 | 0.58
00SN006 | Raw,Sensor Housing - Yellow | 1575 | 0 | 0.58 | 0.58
00SN007 | Raw,Sensor Housing - Dark Green | 4000 | 0 | 0.58 | 0.58
310019 | Raw,Chem,Sodium Nitrate, NaNO3 | 35000 | 0 | 0.0758 | 0.0758
310021 | Raw,Chem,Potassium Hydrogen Phthalate,ACS 99.95% | 25000 | 0 | 0.0579 | 0.06011
310024 | Raw,Chem,Potassium Nitrate ACS,99% | 50000 | 0 | 0.1002 | 0.0985
444023-0009 | Sub,Housing,0.9"ODx3"L,Blk Kynar Pipe,3/4",SCH80,SX655-04-01 | 4 | 0 | 4.965 | 0
444023-0010 | Sub,Housing,1.05"ODx5",Blk Kynar,1.25"Deep Step,CT77K-H4-01 | 0 | 0 | 1.82 | 0
M07-003-068 | Sub,Tube,316 SS,5/8"OD#SX655-04-04,for SX655KD-VEO | 10 | 0 | 20.979 | 20.979
310029 | Raw,Chem,Polyvinylchloride (PVC) high molecular weight | 360 | 0 | 7.4338 | 7.4338
M05-028-001 | Sub,Plastic Bushing,0.552"ODx0.2"L,White Delrin#SX655-04-05 | 2 | 0 | 0.264 | 0.238
SI1Q11A5-112 | Sub,stem,pH,ASG V,Flat,0.310"x4.40"L#H027L-12-01 | 2 | 0 | 0.006 | 0.004
310032 | Raw,Chem,Methanol HPLC Grade ch3oh Aldrich# 27047-4 (2L) | 0 | 40.02 | 0.0187 | 0.0187
310033 | PNS, Raw,Chem,Acrylamide 98% | 10000 | 0 | 0.07 | 0.07266
00SN008 | Raw,Sensor Housing - Black | 0 | 0 | 0.58 | 0.58
310034 | Raw,Chem,Methylenebis(acrylamide) | 3550 | 0 | 0.9484 | 0.9484
310034-250G | Raw,Chem,Methylenebis(acrylamide) 250g/pk Sigma# M7279# | 0 | 0 | 1.12 | 1.12
310036 | Raw,Cesium Sulfate 99.99% Metal Basis 100g/pk,(Alfa# 14559) | 500 | 0 | 2.54 | 2.54
310038 | PNS,Chem,Sodium Acetate Anhydrous ACS 99.0% | 0 | 0 | 0.056 | 0.05597
310039 | Raw,Chem,THF Tetrahydroforum 500 ml (EM-TX0280-6) | 12000 | 0 | 0.08 | 0.08
310040 | Raw,Chem,Ammonium hydroxide,ACS | 10000 | 0 | 0.0448 | 0.0448
310041 | Raw,Chem,Ammonium Chloride,ACS | 5000 | 0 | 0.0178 | 0.0178
310042 | Raw,Chem,Mercury,ACS 99.999% (metals basis) | 227 | 0 | 0.35714 | 0.35714
310045 | Raw,Chem,Potassium dihydrogen phosphate | 24000 | 0 | 0.0405 | 0.0418
310046 | Raw,Chem,Sodium Hydroxide ACS >97.0% pellets | 7500 | 0 | 0.0756 | 0.0756
310047 | Raw,Chem,Copper Nitrate hemi(pentahydrate) | 1000 | 0 | 0.1354 | 0.1354
310049 | Raw,Chem,Hydrochloric Acid | 0 | 0 | 0.1162 | 0.1162
310051 | Raw,Chem,Disodium Ethylenedimine Tetraacetate | 1250 | 0 | 0.1344 | 0.13
310052 | Raw,Chem,Thymolphthalein C28H30O4 | 50 | 51.9 | 1.99 | 1.99
310057 | Raw,Chem,CDTA | 500 | 0 | 1.22 | 1.22
00SN009 | Raw,Foam Pouch | 2214 | 0 | 0.057 | 0.057
310060 | Raw,Chem,Sodium Sulfate ACS Na2SO4 | 5000 | 0 | 0.0214 | 0.02
310061 | Raw,Chem,Pepsin,1:2,500 powder activity: 600-1000 U/mg | 50 | 0 | 0.454 | 0.454
00SN010 | Raw,5mL Buffer Vials, Testing tubes (without cap) | 2274 | 0 | 0.06 | 0.06083
00SN011 | Raw,5ml Buffer caps, blue | 549 | 0 | 0.03 | 0.03
310066 | Raw,Chem,Chloroform ACS 99.8 ACS | 2200 | 0 | 0.0239 | 0.0239
310067 | PNS,Chem,Ethyl Alcohol, 200 proof, 99.5+% | 0 | 0 | 45.0625 | 45.0625
00SN012 | Raw,5ml Buffer caps, green | 3421 | 0 | 0.025 | 0.025
00SN013 | Raw,5ml Buffer caps, yellow | 2896 | 0 | 0.025 | 0.025
00SN014 | Raw,5ml Buffer caps, white | 2414 | 0 | 0.03 | 0.03
310069 | Raw,Chem,Glycerol ACS 99% | 208000 | 0 | 0.0225 | 0.02406
7793A1A-135-III | Sub,stem,pH,ASG III,DJ,Annular,0.472"x5.32"L#H011G-A2-01 | 1 | 0 | 0.021 | 0.021
AREF55M-070 | Sub,stem,Ref,0.04"OD Ceramic Pin,0.135"x2.7"L#F0PIG-01-01 | 25 | 0 | 1.08 | 1.08 | Lab-Ovh
AREF55M-051 | Sub,stem,Ref,0.04"OD Ceramic Pin,0.135"x2"L#F0PIG-01-11 | 2489 | 0 | 0.069 | 0 | Lab-Ovh
AREF86M-112 | Sub,stem,Ref,0.08"OD Ceramic Pin,0.235"x4.4"L#F2DRG-01-02 | 19 | 0 | 1.044 | 1.044 | Lab-Ovh
5745100A-0002 | Sub,FL TIP,cut off Flange#FL25L-04-02-R | 34 | 0 | 21.385 | 18.191
310071 | Raw,Chem,Sodium Hydrogen Phosphate,Anhydrous,ACS | 2000 | 0 | 0.045 | 0.05
M01-010-082 | Sub,Housing,CPVC,Conductivity K=0.1,6921312-1S-T | 59 | 0 | 1.495 | 0
SI1Q11L-085 | Sub,stem,Protect tube,Open ends,0.31"x3.3"L#F0PIG-11-12 | 13 | 0 | 0.006 | 0.004
00SN015 | Raw,5ml Buffer Caps, red | 3726 | 0 | 0.03 | 0.03
310078 | Raw,Chem,Sodium Carboxymethyl Cellulose (CMC) Gum 7MXF | 122500 | 18.73 | 0.051 | 0.0374
310080 | Raw,Chem,Triton X-100 | 3350 | 0 | 0.0965 | 0.09646
310084 | Raw,Chem, EPK, Edgar Plastic Kaolin (For Ceramic Paste) | 24115 | 0 | 0.00138 | 0.00138
310085 | Raw,Chem,Potassium Ionophore I | 4500 | 0 | 1.25 | 1.25
310088 | Raw,Chem,Sodium tetraborate decahydrate,ACS,99.9% | 1500 | 0 | 0.0525 | 0.0525
310090 | Raw,Chem,Ammonium Sulfate,ACS 99.0% | 25000 | 0 | 0.02696 | 0.02679
310099 | Raw,Chem,Potassium Iodide,anhydrous,ACS | 21250 | 0 | 0.238 | 0.238
310111 | Raw,Chem,Lithium Chloride auhydrous 99.6% | 6000 | 0 | 0.3248 | 0.3248
310126 | Raw,Chem,Lithium Acetate 99.9% ACS | 6200 | 0 | 0.2466 | 0.2466
00SN016 | Raw,Micro Cuvettes | 5124 | 0 | 0.242 | 0.304
00SN019 | Raw,Screw,Thread Vial w/PTFE Cap 4ml | 62 | 0 | 1.56 | 1.56
310128 | Raw,Chem,Calcium Ionophore I Sigma 21192 | 1200 | 0 | 5.524 | 5.524
00SN020 | Raw,Oxi Guard packets | 0 | 0 | 0.16547 | 0.16547
00SN021 | Raw,Soil Scoops | 68 | 0 | 1.24 | 1.24
00SN023 | Raw,8ml Narrow Mouth Bottle, HDPE for standard solution | 59 | 1.4023 | 1.4942 | 1.4942
00SN024C | Raw,Nalgene Dropper 15 mL, clear BTLLAB DRP | 33 | 0 | 3.56 | 3.56
310129 | Raw,Chem,Quinhydrone | 300 | 99.4 | 0.7313 | 0.7313
310130 | Raw,Chem,Calcium Chloride | 750 | 0 | 0.204 | 0.204
00SN024W | Raw,Nalgene Dropper 15 mL, white BTLLAB DRP | 29 | 0 | 3.74 | 3.74
00SN025 | Raw,3mL Syringe, Slip Tip (for soil testing kit) | 15 | 0 | 0.26815 | 0.26815
310141 | Raw,Cust, Chem, Hach Reagent Free Chlorine 10ml/100pk (2105 | 1 | 0 | 0.02005 | 0.02005
310142 | Raw,Cust, Chem, Hach Reagent total Chlorine Bromine 10ml 10 | 0 | 0 | 0.01655 | 0.01655
310150 | Raw,Chem,2-Nitrophenyl octyl ether (NPOE) | 550 | 0 | 5.0078 | 5.0078
310152 | Raw,Chem,Bis(1-butylpentyl) adipate,Sigma 02150 | 240 | 0 | 14.6048 | 14.6
310172 | Raw,Chem,Silver Nitrate,AgNO3, ACS, 99.9% | 2450 | 0 | 2.1931 | 2.0104
00SN026 | Raw,20mL Syringe, Luer Lok (individual) | 551 | 0 | 1.16 | 1.16
PAP608BA | Acrylic Patch, 0.315" (8mm) OD, 0.06" (1.52mm) w/ Blk Coat | 200 | 30 | 30 | 30
310175 | Raw,Chem,Sodium Sulfide Nonahydrate,ACS | 2000 | 0 | 0.27 | 0.27
871PH-1X2A | ELEC,RYTON,W/PCB,PT100,CARP,CERAMIC JCT,RYTON,20FT CABLE,PIN | 0 | 446.76 | 243.969 | 0 | Lab-Ovh
310176 | Raw,Chem, Boric Acid (For Ceramic Paste) | 0 | 0 | 0.0343 | 0.0343
310177 | Raw,Chem,Sulfuric Acid Concentrate for 1N | 100 | 0 | 1.18 | 1.18
BS805SU | FLOW CHAMBER, CPVC, 1 INCH FNPT CHAMBER MATERIAL | 0 | 286.76 | 82.32 | 81.931 | Lab-Ovh
871FT-2G1A1R-C | ELEC,FT CT,IND-LOW,2",PEEK,TRI-CLAMP,PT1K,CAL CABLE | 1 | 2740.27 | 2631.723 | 2631.723 | Lab-Ovh
871EC-TF7-V | Elec,CT,FLUOROCARBON,316SS,SLT FLAGE,20FT,SPADE,VT | 1 | 840.24 | 519.055 | 367.605 | Lab-Ovh
871PH-1F3A-3BE | Elec,pH,Ryton,Flat Bulb,w/PCB,316ss,Ceramic jct,Cable per so | 0 | 556.7 | 408.349 | 0 | Lab-Ovh
871PH-1F3A3EB50 | ELEC,871PH-1F3A-3EB, 50FT CABLE LENGTH | 0 | 708.76 | 465.602 | 0 | Lab-Ovh
247026 | Raw,PCB Assembly,Sonde Imdex,Modbus TCP/IP,Ethem | 0 | 0 | 0 | 0
I-2000-S1 | Transmitter,VLC,ACPower,1xAnalog | 2 | 2090 | 1115.081 | 1110.491 | Lab-Ovh
310186 | Raw,Chem,Benzyldimenthyl tetradecyl ammoiniun chloride | 0 | 0 | 7.59 | 7.59
I-2000-S2 | Transmitter,VLC,ACPower,1xDigital | 0 | 2520 | 1028.805 | 790.4 | Lab-Ovh
I-2000-D1 | Transmitter,VLC,ACPower,2xAnalog | 2 | 2837.64 | 1196.658 | 1192.071 | Lab-Ovh
310195 | Raw,Chem,Tris (hydroxymethyl) aminomethane 99.9% | 500 | 0 | 0.521 | 0.521
I-2000-D2 | Transmitter,VLC,ACPower,2xDigital | 0 | 3103 | 1042.999 | 924.7875 | Lab-Ovh
I-2000-D3 | Transmitter,VLC,ACPower,1xAnalog,1xDigital | 0 | 2520.41 | 1122.544 | 996.45 | Lab-Ovh
310198 | Raw,Chem,CalciumSulfateHemihydrate,Powder | 500 | 0 | 0.08766 | 0.08766
871FT-4G2B3C-3 | ELEC,FT CT,IND-LOW,2",HAST,PVDF,ASI150,CABLE PER SO | 0 | 5076.13 | 5875.752 | 0 | Lab-Ovh
310223 | Raw,Glutaraldehyde Solu,25% | 6500 | 0 | 0.0592 | 0.0592
EP307B2P1T2S1 | ELECTRODELESS CT | 0 | 487.95 | 371.775 | 358.629 | Lab-Ovh
871FT-4G2B3C350 | ELEC,FT CT,871FT-4G2B3C-3,50FT CABLE LENGTH | 0 | 7156.56 | 5821.782 | 0 | Lab-Ovh
00SN027 | Raw,50mL Centrifuge Tube, Skirted, Self Standing, blue caps | 490 | 0 | 0.7015 | 0.70153
00SN028 | Raw,5mL Syringe, Slip Tip (for soil testing kit) | 180 | 0 | 0.2 | 0.2
00SN029 | Raw,Disposable Transfer Pipette | 1882 | 0 | 0.0846 | 0.08
00SN030 | Raw,15 mL tubes (conical) for U soil test kit | 250 | 0 | 0.738 | 0.738
00SN031 | Raw,250 mL Nalgene LDPE narrow-mouth bottle | 3 | 0 | 0.51 | 0.51
00SN032 | Raw,30 mL dropper bottle (for soil testing kits) | 129 | 0 | 1.81 | 1.81
00SN033 | Raw,5mL syringe (slip tip) | 0 | 0 | 0.4808 | 0.4808
00SN034 | Raw, 5mL Pipette Tips, epT.I.P.S. 022492080 or 0030075293 | 80 | 0 | 0.7725 | 0.7725
30000008 | Service,Manufacturing Re-work,MSHP | 0 | 0 | 0 | 0
310268 | Raw,Chem,Sodium Nitrite,ACS,97% | 100 | 0 | 0.203 | 0.203
310269 | Raw,Chem,Maleic Acid,99.0% (HPLC) | 80 | 0 | 0.198 | 0.198
30000009 | Service,Manurfacturing Modification,MSHP | 0 | 0 | 0 | 0
310273-100G | Raw,Chem,Lanthanum(III)Carbonate,ACS 99% 100g/pk | 0 | 0 | 0.43 | 0.43
310275 | Raw,Chem,Silica,Silicon Dioxide,200 Mesh,(For Ceramic Paste) | 311 | 0 | 0.02683 | 0.02683
310276 | Raw,Chem,Ceraflux,LeadAluminaBisilicate,(For Ceramic Paste) | 2347 | 0 | 0.0441 | 0.04405
310277 | Raw,Chem,Ammonium Persulfate,98.0% | 300 | 0 | 0.579 | 0.579
310278 | Raw,Chem,Silica Gel 60 G 5-40um, (EMD 107731) | 27000 | 0 | 0.138 | 0.138
310279 | Raw,Chem,Tetraoctylammonium Nitrate,Selectophore,>99.0% | 4000 | 0 | 0.63 | 0.63
310280 | Raw,Chem,Tetrahydrofuran,Selectophore,Sigma 87369 | 1500 | 0 | 0.4522 | 0.45
00SN036 | Raw,1mL TB Syringe slip tip-bulk (used in lab) | 5000 | 0 | 0.11 | 0.11
310284 | Raw,Chem,Praseodymium(III)Oxide,99.9%(metal basis) | 0 | 0 | 4.04 | 4.04
00SN038 | Raw,60 mL Nalgene LDPE narrow-mouth bottle | 0 | 0 | 1.15 | 1.15
00SN039 | Raw,Rack for 15 ml tubes (soil testing kits) | 0 | 0 | 0 | 0
00SN040 | Raw,Sensor Bags,3.75" x 4.5",LF6030 Flat Bag | 1218 | 0 | 0.2986 | 0.29859
310289 | Raw,Chem,Di-Potassium Hydrogen Phosphate | 3000 | 0 | 0.0704 | 0.0704
00SN050 | Raw,30 mL vials (for dry buffer sensor kit) | 650 | 0 | 0.6759 | 0.67592
00SV002 | Raw,Frits Process | 53853 | 0 | 0 | 0
00SV003 | Raw,Frits paper 4900 plasma treated | 0 | 0 | 0 | 0
310296 | Raw,Chem,Pt(II)meso-tetra(pentafluorophenyl) (PtT975) | 19 | 0 | 729 | 729
311004 | Raw,Chem,Acetone,ACS Grade, 99.5+% | 4 | 0 | 23.62 | 23.62
00SV004 | Raw,Frits paper 4897 (Mercury only) | 0 | 0 | 0 | 0
00CH001 | Raw,2 g. Indicating desiccant,Blue Color | 94 | 0 | 0.047 | 0.0708
00CH002 | Raw,10 g. Indicating desiccant | 0 | 0 | 0.34333 | 0.34333
311112 | Raw,Chem,Ammonium Ionophore Nonactin | 13 | 0 | 2484.46 | 2484.46
311113 | Raw,Chem,Thymol | 1500 | 0 | 0.2309 | 0.2293
311115 | Raw,Chem,Bis(2-ethylhexyl) sebacate, Sigma 84818 | 5 | 0 | 11.99 | 11.99
311116 | Raw,Chem,Hexane | 4 | 0 | 10.95 | 10.95
311119 | Raw,Chem,Lead(II) Nitrite | 110 | 163.82 | 0.506 | 0.506
00SN051 | Raw,6mL Vial for Lead and Uranium Conditioning Reagent | 62 | 0 | 0.4085 | 0.4085
00190096 | Raw,Smooth-Bore Seamless 316 SS tubing 1 3/8" OD .065" Wall | 0 | 0 | 0 | 0
311164 | Raw,Chem,Cadmium Sulfide,99.999% | 50 | 0 | 3.03 | 3.03
7793A1NA-135 | Sub,stem,NA bulb,DJ,Annular,0.472"x5.32"L,NA11G-02-01 | 2 | 0 | 0.01 | 0.01
311166 | Raw,Chem,Yttrium Carbonate,Y2(CO3)3xH2O. 99.9% | 100 | 364.17 | 2.14 | 2.14
M09-018-002 | Sub,Insert,Hast-C For Weld to Flange 1"-150# | 2 | 0 | 376.25 | 376.25
SI4J11B7-093 | Sub,stem,pH,ASG VII,Dome,0.2"x3.64"L#H052K-12-01 | 13 | 0 | 1.622 | 0 | Lab-Ovh
6593A1A10-117-V | Sub,stem,pH,ASG V,Flat,DJ,Annular,0.310"x4.61"L#NH32A-L2-01 | 0 | 0 | 0.009 | 0.009 | Lab-Ovh
22080401 | Raw,O-Ring,Silicone 70, 4mm x 1mm | 397 | 0 | 0.11 | 0.11
311168-25G | Raw,Chem,Cerium (IV) oxide,99.9%min (REO). 25g/pk (Alfa# 113 | 0.5 | 0 | 2.1348 | 2.1348
SI1G11H-058 | Sub,stem,DO,0.04" Pt Pin,0.165"x2.30"L#DOR2A-01-01 | 44 | 0 | 9.394 | 11.94
7597A1A-135VIII | Sub,stem,pH,ASG VIII,SJ,Annular,0.47x5.32L,0.195#H011G-A2-01 | 38 | 0 | 5.237 | 0.016 | Lab-Ovh
871PH-1F1A-34 | Elec,pH,Ryton,Flat Bulb,w/PCB,PT100,TI,Ceramic jct Ryton,Cab | 0 | 454.56 | 225.477 | 0 | Lab-Ovh
311173-10ML | Raw,Cust,Chem, DPD Free Chlorine Reagent Powder Pillow, 10ML | 2685 | 0 | 2.85 | 2.855
7599A1A-95-VIII | Sub,stem,pH,ASG VIII,SJ,An,0.472"x3.75"L,0.195#H077V-P2-01 | 57 | 0 | 5.237 | 5.237 | Lab-Ovh
320044 | Raw,Chem, Custer Feldspar, Soda (for Ceramic Paste) | 2670 | 0 | 0.00906 | 0.00906
321007 | Raw,Buffer,pH7 Color-Coded Yellow Fisher SB107-500 | 4500 | 0 | 0.0919 | 0.09188
00OF021 | Raw,13" x 18" reclosable bags | 166 | 0 | 0.024 | 0.024
321011 | Raw,Buffer,pH1.00, Colorless,Fisher SB140-500 | 1250 | 0 | 0.2018 | 0.1913
321029 | Raw,Buffer,10/10. 500ml. YSI. (2970)# | 2 | 0 | 37.7531 | 37.7531
321030 | PNS,Buffer,SOLN,pH 4.00,4L (BU5004-G)# | 0 | 0 | 52.67 | 52.67
321031 | PNS,Buffer,SOLN,pH 7.00,4L (BU5007-G)# | 0 | 0 | 52.67 | 52.67
321032 | PNS,Buffer,SOLN,pH 10.00,4L (BU5010-G)# | 1 | 0 | 52.67 | 52.67
3222 | Elec,DO,PVC,PT Disc,Lead#DOCHV-F21-L0X-C025H4 | 0 | 1885.34 | 127.353 | 101.156
3223 | Elec,CT,Epoxy BK Solid,Carbon,K=1.0#CT14L-C11-10X-F025H3 | 0 | 0 | 41.356 | 0.0097
3-2724.310-10 | Elec,pH,Glass,ASGV,_#HGSCG-F04-X0X-X000XX | 0 | 25.14 | 0.01 | 0.0097
3-2724.310-20 | Elec,pH,Glass,ASGIII,_#HGSCG-T04-X0X-X000XX | 5 | 30.85 | 34.251 | 29.13
3-2724.310-21 | Elec,pH,Glass,ASGIII,_#HGSCG-T35-X0X-X000XX | 0 | 0 | 0.01764 | 0
3-2724.310-30 | Elec,pH,Glass,ASGVII,_#HGSCG-D04-X0X-X000XX | 0 | 23.22 | 0.1 | 0.0097
3-2724.310-31 | Elec,pH,Glass,ASGVII,_#HGSCG-D35-X0X-X000XX | 0 | 0 | 0.01764 | 0
3-2724.310-41 | Elec,pH,Glass,ASGVIII,_#HGSAG-L35-X0X-X000XX | 0 | 0 | 0.01764 | 0
3-2724.310-56 | Elec,ORP,Glass,PT Disc,_#RGSAG-F00-X0X-X000XX | 0 | 0 | 0.01764 | 0
329075 | Raw,Cap tube Housing USB# | 0 | 1.53 | 0.92889 | 0.6175
330001 | Raw,Cap,Lab,Red,12.15mm# | 732 | 0 | 0.1 | 0.0097
330003 | Raw,Cap,lab,BLK,12,15mm. ROHS2#330003 | 30 | 0.8 | 0.15473 | 0.105
330051-T | Raw,Cap,Fastfil st,0.475 ABS,tan.04-MISC-0565/66/67/70 | 0 | 0 | 4.27 | 4.27
330062 | Raw,Cap,Electrode end,Molded (E101)# | 100 | 0 | 2.99 | 2.99
330063 | Raw,Cap,Molding BK roundend ISEOW-04-04 NON REFILL. ROHS3# | 180 | 0 | 0.38588 | 0.21
330064-B | Raw,Cap,for connector. Blk,F014G-04-03-1 RoHS3# | 462 | 0 | 0.21663 | 0.15
330064-BL | Raw,Cap,for connector. Blue,F014G-04-03-1 RoHS3# | 0 | 0 | 0.2818 | 0.15334
330064-R | Raw,Cap,for connector. Red,F014G-04-03-1 RoHS3# | 4000 | 0 | 0.3675 | 0.25
331003 | Solu,IFS, Galvanic DO Internal Filling Gel | 0 | 0 | 0 | 0
33AND010-SP | Sub, Lead Sensor Pack | 0 | 0 | 1.363 | 1.363
M21-005-002 | Sub, Chamber, Peek, 2"OD, Natural Color, 12.125"L for MKX | 1 | 0 | 250.543 | 248.736 | Lab-Ovh
PAP-60-300BA | Sub,Patch,AP,3"ODx1.5mmT,PMMA disk,BA overcoat | 0.393 | 888 | 39.703 | 39.703 | Lab-Ovh
331006 | Solu,pH 6.20 Phosphate 1 M,Saturate AgCl RA-IFS #4,# | 0 | 0 | 0 | 0
M21-005-003 | Sub, Chamber, Peek, 2"OD, Natural Color, 14.125"L for MKX | 0 | 0 | 280.851 | 0 | Lab-Ovh
8010619 | ROD,NORYL GFN3 (30% NORYL) .750 DIA | 2 | 0 | 12.05 | 12.05
N0249GG | Wire, 18 AWG, Green/Yellow | 250 | 0 | 0.3 | 0.3
M21-005-004 | Sub, Chamber, Peek, 2"OD, Natural Color, 17.125"L for MKX | 0 | 0 | 326.497 | 0 | Lab-Ovh
M21-005-005 | Sub, Chamber, Peek, 2"OD, Natural Color, 5.750"L for MKX | 4 | 0 | 153.408 | 151.223 | Lab-Ovh
M21-005-006 | Sub, Chamber, Peek, 2"OD, Natural Color, 7.750"L for MKX | 0 | 0 | 183.9 | 0 | Lab-Ovh
M21-005-007 | Sub, Chamber, Peek, 2"OD, Natural Color, 9.750"L for MKX | 0 | 0 | 214.391 | 0 | Lab-Ovh
M21-005-008 | Sub, Chamber, Peek, 2"OD, Natural Color, 12.750"L for MKX | 0 | 0 | 260.037 | 0 | Lab-Ovh
331014 | Solu,IFS (8),# | 0 | 0 | 0 | 0
660143 | PNS,Label,2.83"x 1.5",Orange,2100 per Sheet,(OL5350FO) | 2100 | 0 | 0.0214 | 0.02143
331015 | Solu,IFS (8) Gel,# | 0 | 0 | 0 | 0
247040 | Raw,PCB Assembly,In-Situ 1012610 | 979 | 0 | 43.25 | 43.25
00OF022 | Raw,5" x 8" reclosable bags, 4mil | 692 | 0 | 0.079 | 0.08
00OF023 | Raw,3" x 3" reclosable bags, 4mil | 526 | 0 | 0.04 | 0.04
00OF031 | Raw,lithium battery labels 4 5/8" x 5" | 0 | 0 | 0.07 | 0.07
00SN037 | Raw,12" x 18"dry buffer storage bags | 0 | 0 | 1.85 | 1.85
3KXA843502U0100 | Solu,Residual Chlorine RC67 Internal Fill Gel,125mL | 0 | 36.75 | 2.656 | 2.725 | Lab-Ovh
3KXA843504U0100 | Solu,Residual Chlorine RC68 Internal Fill Gel, 125mL | 0 | 36.75 | 3.576 | 3.645 | Lab-Ovh
331024 | Solu,NO3,IFS - Hach Lange nitrate electrolyte.,# | 0 | 0 | 0.0097 | 0
3KXA843505U0100 | Solu,Residual Chlorine RC68 Internal Fill Gel, 60mL | 0 | 18.38 | 2.104 | 2.104 | Lab-Ovh
331025 | Solu,NH4 IFS,Ammonium electrolyte,# | 0 | 0 | 33.52 | 0
331027 | Solu,DO,Galvanic Sensor IFS 0.5 M NaOH | 0 | 0 | 0 | 0
331028 | Solu,IFS Galvanic DO | 0 | 0 | 0 | 0
331029 | Solu,ASI High Temp IFS,IFS-GF,# | 0 | 0 | 0 | 0
331030 | Solu,pH 7.00, RA Internal Solu #80 for Intellical pH | 5 | 0 | 0 | 0.0097
520025315B100 | Sub,Plat wire,Silver wire,Anodized & AgCl Dip | 0 | 0 | 5.538 | 0
331031 | Solu,NO3 IFS - ASI Regular,# | 0 | 0 | 0 | 0
7793A1A-135-8 | Sub,stem,pH,ASGVIII,DJ,.472"x4.93",Vernier#H011G-V2-01 | 14 | 0 | 1.963 | 0.235
M21-003-011 | Sub,Chamber,Welding with Bracket,SS316,2"x12.75",for MKX | 0 | 0 | 124.516 | 0
331034 | Raw,Cust, Solution, DO electrolyte 59ml, VWR Label (89236-5 | 23 | 0 | 0.01 | 0.01
331035 | Raw,Cust,Sol Ammonia Elec,fill,50ml,VWR Label#89236-520 | 8 | 0 | 0 | 0
331036 | Raw,Cust, Solution, DO Probe filingl, 30ml, (HACH# 2759123) | 100 | 0 | 0 | 0
660173 | Raw,Label Sensors,CE Hach China ROHS 8823100 | 2015 | 0 | 0.3 | 0.3
660174 | Raw,Label, Sensors Hach 6763300 | 2121 | 0 | 0.21 | 0.21
HS000BU | * ROD,KYNAR,HIGH PUR 40MM 1050 | 0 | 0 | 82 | 82
8000029 | * ROD,4.25 DIA,316 SST | 5 | 0 | 364.69 | 364.69
8000341 | * 7/8 DIA ROD 304SS 486 | 12 | 0 | 19.9433 | 59.83
B1279ES | LABEL BLANK - LS12080754 | 5817 | 0 | 0.0995 | 0.1
332002 | PNS,CUST,Solu,Salt Bridge. Hach # 25M6A1021-119 | 13 | 0 | 0 | 0
2700248 | *PLUG,2"NPT,SS (QUOTE TEK) 80 | 0 | 0 | 51.98 | 51.98
332004 | Solu,Radiometer 3 M KCl w/ pH 4,# | 0 | 0 | 0 | 0
X0178JB | FITTING FEMALE TEE 1" NPT 48805K74 | 12 | 0 | 135.63 | 135.63
332006 | Solu,Radiometer 3 M KCl,# | 0 | 0 | 0 | 0
M09-005-017 | Sub,Insert,Natural Peek,Teflon Junc.,Tuff Tip, 1.75" for T/L | 0 | 0 | 11.952 | 0
00AND901 | Doc,Document Information Card | 42 | 0 | 0.25 | 0.25
332008 | Solu,Radiometer 3 M KCl Saturated w/ AgCl,# | 0 | 0 | 0 | 0
M07-003-077 | Sub, Tube, SS 316, for MKXZ, w/Ball Valve, 5" Insertion | 0 | 0 | 105.332 | 0 | Lab-Ovh
16000132 | PNS,Raw,Behr Premium Plus Pure Black Hi-Gloss Int/Ext Paint | 0 | 0 | 0 | 0
M07-003-078 | Sub, Tube, SS 316, for MKXZ, w/Ball Valve, 7" Insertion | 0 | 0 | 109.945 | 0 | Lab-Ovh
16000133 | PNS,Raw,Valspar Int/Ext Bonding Water-based Primer | 0 | 0 | 0 | 0
M07-018-017 | Sub, Tube, Hast-C, for MKXH, w/Ball Valve, 5" Insertion | 4 | 0 | 271.244 | 271.244 | Lab-Ovh
00190011 | Raw,Ring,Retainer Clip,3/4"size,SS Material | 10 | 0 | 1.14 | 0
M07-018-018 | Sub, Tube, Hast-C, for MKXH, w/Ball Valve, 7" Insertion | 0 | 0 | 302.304 | 0 | Lab-Ovh
M07-018-019 | Sub, Tube, Hast-C, for MKXH, no Ball Valve, 5" Insertion | 3 | 0 | 203.247 | 203.247 | Lab-Ovh
M07-018-020 | Sub, Tube, Hast-C, for MKXH, no Ball Valve, 7" Insertion | 3 | 0 | 234.307 | 234.307 | Lab-Ovh
332016 | Solu,3.4 M KCl w/ AgCl Polymer Gel Part I of II | 0 | 0 | 0 | 0
332017 | Solu,3.4 M KCl w/ AgCl Polymer Gel Part II of II | 0 | 0 | 0 | 0
SI1I11C2-135 | Sub,stem,pH,ASG II,0.195"x5.32"L#H031B-02-11 | 9 | 0 | 0.013 | 0
SI1G11L-119 | Sub,stem,TC,0.165"x4.66"L#H0GBZ-A1-01 | 6 | 0 | 0.002 | 0 | Lab-Ovh
7791A2A-5D | Sub,pH,DJ,5D,12x090mm Length,LooseJunction | 13 | 0 | 6.9 | 6.572 | Lab-Ovh
332021 | Solu,3M KCl w/ AgCl CMC ReferenceGel - 4g CMC,# | 0 | 0 | 0 | 0
7791AA-5 | Sub,pH,DJ,5,12x090mm Length | 60 | 0 | 0.051 | 0.035
4501AAV-055-5 | Sub,Stem,pH,SJ,5,Reduced Tip,FisherStyle,OD4mm x 055mmLength | 2 | 0 | 6.888 | 6.888 | Lab-Ovh
4501AAV-130-5 | Sub,pH,SJ,5,ReducedTip,AnnularJunction,OD4mm x 130mm,Refill | 14 | 0 | 0.051 | 0.037
4501AAV-180-5 | Sub,pH,SJ,5,ReducedTip,AnnularJunction,OD4mm x 180mm,Refill | 18 | 0 | 0.051 | 0.037
RF0CB1-30 | Solu,Carbon Dioxide Internal Fill, 30mL | 0 | 0 | 0.288 | 0.438
AJ0CB1-30 | Solu,Carbon Dioxide ISE ISA, 30mL | 0 | 8.43 | 2.372 | 2.591 | Lab-Ovh
SD0CB2-30 | Solu,Carbon Dioxide Standard, 1000ppm as CO2-, 30mL | 0 | 0 | 0.288 | 0.438
SI1L11L-136 | Sub,stem,Antimony,0.235"x5.35"L#HA28L-W1-01 | 0 | 0 | 0 | 0
443012-0022 | Sub,Body,Epoxy Blk,0.472"ODx5.32"L,Internal Step,HA28L-W4-01 | 0 | 0 | 1.808 | 0
445003-0010 | Sub,JB,White Teflon,.403"ODx.25"Lx0.2"/0.17"ID#HA28L-04-03 | 106 | 0 | 0.052 | 0.064 | Lab-Ovh
550001-0004 | Sub,Antimony,Antimony slug,0.17"ODx0.49"L#HA28L-W4-03 | 0 | 0 | 27.195 | 0
332036 | Solu,High Temp Gel w/o AgCl - 6G CMC | 0 | 0 | 0 | 0
332037 | Solu,High Temp Gel w/ AgCl - 6G CMC,# | 0 | 0 | 0 | 0
00020037 | Raw,Barstock,Brass 3/16"Dia | 0 | 0 | 0 | 0
M01-001-192 | Sub,Housing,Blk Kynar,1.05"ODx6.865"L,6 Pin-Holes,A-3C3B | 30 | 0 | 24.482 | 0
332039 | Solu,Pressure Resistance Polymer Gel.,# | 0 | 0 | 0 | 0
C63-030-VM | Sub,Cable,C63,30F,2-pin Male&Female Molex,Tinned 3 TCs | 0 | 0 | 37.751 | 0
332040 | Solu,0.5M LiCl w/ Methanol | 0 | 0 | 27562.5 | 0
C63-050-VM | Sub,Cable,C63,50F,2-pin Male&Female Molex,Tinned 3 TCs | 0 | 0 | 62.171 | 0
332042 | Solu,4M LiCl - CMC gel | 0 | 0 | 0 | 0
332043 | Solu,Salt Bridge Filling Gel w/ Natrosol HEC,# | 0 | 0 | 0.431 | 0
C63-003-VN | Sub,Cable,C63,3F,2-pin Male&Female,3-pin Female Molex,3TCs | 0 | 0 | 8.621 | 7.037 | Lab-Ovh
332044 | Solu,Preserved Salt Bridge Solu,for HEC Salt Bridge | 0 | 0 | 0 | 0
M01-005-026 | Sub,Housing,Nat.PEEK,1.05"ODx6.865"L,6 Pin-Holes.A-3C3PKB | 16 | 0 | 177.283 | 134.796 | Lab-Ovh
C63-030-HA | Sub,Cable,HA,C63,30F,(7X) Conn:77280014,Cable99031008 | 0 | 0 | 37.582 | 0
332046 | Solu,1M or 10% KNO3 Reference Filling Gel.,# | 0 | 0 | 0 | 0
414010-063 | Sub, Cut, Lead Free Glass, 7.87mm (0.310") OD x 2.47" L | 0 | 0 | 0.006 | 0
M07-005-015 | Sub,Tube,PEEK,Tube Spacer,MKX,no BV,3" Insertion,5.750"L | 3 | 0 | 21.875 | 47.051 | Lab-Ovh
332048 | Raw,Cust, Solu,3M KCL.( VWR 89236-514),# | 7 | 0 | 0 | 0
332049 | Solu,1M KCl Reference filling Gel,# | 0 | 0 | 0 | 0
M07-005-016 | Sub,Tube,PEEK,Tube Spacer,MKX,no BV,5" Insertion,13.875"L | 0 | 0 | 49.105 | 0 | Lab-Ovh
332050 | Solu,0.1M NaCl Reference filling Gel,# | 0 | 0 | 0 | 0
M07-005-017 | Sub,Tube,PEEK,Tube Spacer,MKX,no BV,7" Insertion,17.875"L | 0 | 0 | 61.588 | 0 | Lab-Ovh
332051 | Solu,0.04M (NH4)2SO4 Reference filling Gel,# | 0 | 0 | 0 | 0
M07-005-018 | Sub,Tube,PEEK,Tube Spacer,MKX,no BV,10" Insertion,23.875"L | 0 | 0 | 81.629 | 0 | Lab-Ovh
APFREIGHT | Accounts Payable Use Freight - SG&A | 0 | 0 | 0 | 6
APMISC | Accounts Payable Use Shipping & Handling Fee - COGS | 0 | 0 | 0 | 0
310055 | Raw, Copper Wire, Tin-Coated Multipurpose 110, 0.020" Diamer | 7531.88 | 0 | 0.0064 | 0.00681
233021 | RES, Metal Film, 14.3K OHM, 0.4W, 1%, AXIAL use with 233012 | 30 | 0 | 0.292 | 0.292
01351-S-20 | CABLE ASSY, 20FT | 0 | 0 | 13.878 | 0
33AND017-SP | Sub, Copper Sensor Pack | 0 | 0 | 1.363 | 1.363
33AND016-SP | Sub, Cadmium Sensor Pack | 0 | 0 | 1.363 | 1.39
33AND015-SP | Sub, Zinc Sensor Pack | 0 | 0 | 1.057 | 1.057
33AND014-SP | Sub, Mercury Sensors Pack | 0 | 0 | 1.363 | 1.39
3328 | Elec,pH,Ryton,ASGV,DJ#HT61Z-F86-D0X-C025TX | 0 | 41.14 | 39.318 | 32.312
33AND011-SP | Sub, Uranium Sensor Pack | 0 | 0 | 1.363 | 1.363
X0173SG | CLAMP 3", 13MHH S-3, 2779 | 10 | 0 | 17.2 | 17.2
SI4B11L-130 | Sub,stem,GND,Grind Tip,0.095"x5.13"L#H087V-01-01 | 11 | 0 | 9.199 | 0
SI1I11B3-038 | Sub,stem,pH,ASG III,Hard Bulb,0.195"x1.5"L#H0G7G-52-11 | 0 | 0 | 2.429 | 2.429 | Lab-Ovh
SI1Q11A5-058 | Sub,stem,pH,ASG V,Flat,0.310"x2.25"L#HL31G-01-11 | 0 | 0 | 0.934 | 0.934 | Lab-Ovh
RF0ZNO-60-BC | Solu,Reference Fill,Saturated KCl, 60mL, Black Cap | 0 | 0 | 0 | 0
BS808JH | Toroid Sensor Assy, HR, DN50 & DN80, IND 150 | 0 | 0 | 1456.243 | 0
BS808JJ | Toroid Sensor Assy, LO, DN50 & DN80, IND 150 | 0 | 0 | 1616.56 | 0
ARTAX | AR Sales Tax | 0 | 0 | 0 | 0
HS010BP | ROD, THREADED 2225; 300 SERIES SST; 0.625-11 UNC-2A | 30 | 0 | 12.3 | 47.7
SI2E11L-132 | Sub,stem,TC,0.124"x5.2"L,Sealed Flat,#H087V-P1-01 | 7 | 0 | 0.503 | 0.503 | Lab-Ovh
414012-128 | Sub, Cut, Lead Free Glass, 4.95mm (0.195") OD x 5.03"L | 0 | 0 | 0.002 | 0
BS806BX | HEX BUSHING, XP, 1 & 10 CF | 1 | 0 | 34.614 | 37.89 | Lab-Ovh
SI1I11D-128 | Sub,stem,ORP,0.25"Pt Band,0.195"x5.04"L#R048N-01-01 | 8 | 0 | 16.788 | 13.326 | Lab-Ovh
450302-0001 | Sub,Cap,BK PP,Industrial,add 2 O-ring Grooves#R035N-Q4-02-R | 9 | 0 | 1.281 | 3.341 | Lab-Ovh
X0179FL | Enclosure Box | 6 | 0 | 50.17 | 50.17
333134 | Solu,D.I. water, >= 16.7 Mohm·cm | 0 | 0 | 0 | 0
9550901-S | Raw,O-ring,Simriz 2-014, comp SZ485 | 0 | 6.45 | 6.45 | 6.45
SI1I11B7-135 | Sub,stem,pH,ASG VII,Dome,0.195"x5.35"L#H035N-22-01 | 99 | 0 | 0.617 | 0.015 | Lab-Ovh
SI1I11C8-135 | Sub,stem,pH,ASG VIII,0.195"x5.32"L#H031B-02-01 | 0 | 0 | 0.81 | 0.81 | Lab-Ovh
SI1I9Q2C8-135 | Sub,stem,pH,ASGVIII,DJ,Annular,.31"/.195"x5.32"L#H035Q-D2-01 | 0 | 0 | 5.32 | 5.078 | Lab-Ovh
SI1I9Q2D-132 | Sub,stem,ORP,Pt Band,DJ,Annular,0.195"x5.2"L#R031B-01-01 | 23 | 0 | 18.846 | 16.842 | Lab-Ovh
400389 | Solu,Calcium ISE Reference Fill, 60mL | 0 | 2.92 | 0.281 | 0
871CR-B2T6B1A1 | CT R-SENSOR,0.1,PVDF,TI,6" INS,3/4"NPT,PT1K,20FT,#6 | 0 | 835.56 | 669.017 | 658.52 | Lab-Ovh
871PH-3B5A | Elec,pH,Ryton,AnTImony,w/PCB,PT1k,monel,cer jct,20ft Cable,p | 0 | 580.34 | 347.934 | 375.112 | Lab-Ovh
871FT-3H3D3C-9P | ELEC,FT CT,IND-HI,3",316SS,PEEK,ANSI150,SHEIDLED T,CHEM | 1 | 6337.49 | 5127.332 | 5184.94 | Lab-Ovh
BS811QR | 2 INCH ADAPTER /TRI CLAMPA AND LOCKNUT | 0 | 678.62 | 201.379 | 201.379 | Lab-Ovh
PH10-3N1A-E5 | Elec,Dolphin,PH,FT BULB,PT100,50FT CABLE,PIN LUGS,EPDM | 0 | 313.69 | 156.611 | 0 | Lab-Ovh
876CR-TYFA-7M | CT&RESISTIVITY INTELLIGENT TRANSMITTER | 0 | 253.01 | 104.457 | 0 | Lab-Ovh
871FT-3J3D3T-P | ELEC,FT CT,IND-HI,4",316SS,PEEK,ANSI150,PT100,CHEM | 0 | 7872.17 | 6564.06 | 6364.045 | Lab-Ovh
PH12-2P11Q-MZZ | Elec,pH,12MM,HTDome Bulb,PEEK 120MM,PT100,VP,MANUAL,No Cert | 0 | 484.54 | 434.747 | 282.614 | Lab-Ovh
6000-130/M-M020 | Acce,Cable,20M Extension Wire Cable For 870PH,871EC | 0 | 192.53 | 131.098 | 131.198 | Lab-Ovh
NA01-SEMI | Elec,ISE,Mono,Blk Epoxy,NA Bulb#NA01L-R00-X0X-X000XX | 0 | 58.74 | 19.558 | 2.323 | PROX Lab
AREF146M-069 | Sub,stem,Ref,0.08"OD Ceramic Pin,0.195"x2.7"L#HFPTC-01-02 | 0 | 0 | 1.033 | 1.033 | Lab-Ovh
SI1G11KK-105 | Sub,stem,GND,2.5mm Pt Disc,0.165"x4.10"L#HFPTC-01-01 | 1296 | 0 | 4.469 | 3.658 | Lab-Ovh
443012-0023 | Sub,Body,Epoxy Blk,0.475"ODx5.34"L,w/4 Holes,NA01L-04-01 | 47 | 0 | 1.808 | 0
AREF25M-008 | Sub,stem,Junction Core,0.04"Ceramic,0.095"x0.3"L#RHISN-01-02 | 49 | 0 | 0.051 | 0.051
SI4B11KK-016 | Sub,stem,ORP,2.5mmPt Disc,0.095"x0.6"L#RHISN-01-01 | 20 | 0 | 4.322 | 4.322 | Lab-Ovh
SI1L11B5-055 | Sub,stem,pH,ASG V,dome,0.235"x2.17"L#RHISN-02-01 | 95 | 0 | 0.051 | 0.051 | Lab-Ovh
414014-053 | Sub,Cut, Lead Free Glass, 5.97mm (0.235") OD x 2.07"L | 0 | 0 | 0 | 0
333168 | Solu,Chloride Standard, 100ppm as Cl- | 0 | 0 | 0 | 0
7793A1L-135 | Sub,stem,ISE,Solid State,DJ,Annular,0.472"x5.3"L#SS02G-01-0 | 8 | 0 | 0.008 | 0.008
SI1I11HH-038 | Sub,stem,ORP,0.06"Pt Pin,0.195"x1.5"L#R0G7G-01-11 | 191 | 0 | 22.543 | 16.594 | Lab-Ovh
M01-004-034 | Sub,Housing,0.5"ODx3.05"L,US Std Adapter,Blk Delrin#8001048 | 101 | 0 | 0.45 | 0.405
SI1L11C5-045 | Sub,stem,pH,ASG V,Hemi,0.235"x1.75"L#H0EKA-02-01 | 0 | 0 | 0.797 | 0 | Lab-Ovh
SI1F11HH-038 | Sub,stem,ORP,0.06"Pt Pin,0.135"x1.5"L#RHEKA-01-01 | 22 | 0 | 19.225 | 14.394 | Lab-Ovh
SI1L4G1C5-045 | Sub,stem,pH,ASG V,Hemi,0.235"x1.75"L#R0EKA-02-01 | 44 | 0 | 2.71 | 2.585 | Lab-Ovh
R000-WS08 | Elec,ORP,0.325"ODx2"L,GLS,Pt Band,SJ,15cm wire outside L. | 0 | 149.89 | 36.443 | 14.828 | PROX Lab
EP307B1T1T1P1 | ELECTRODELESS CT | 4 | 597.67 | 553.158 | 489.951 | Lab-Ovh
M05-010-021 | Sub,Cap Plug w/Thread,CPVC,Toroidal,1893701 for C3254ST.1 | 39 | 0 | 1.539 | 1.539
C3254ST.2 | Elec,Cond,Toroidal,1.5"CPVC,0-100mS=4-20mA,20ft,2-wire cable | 0 | 389.82 | 171.8 | 143.481
443016-0011 | Sub,Body,Epoxy Tube,Clr,0.476"ODx4.42"L,RoHS3,CA44Q-04-03 | 17 | 0 | 7.093 | 2.181 | Lab-Ovh
449006-0047 | Sub,Module Base,ABS Rod Blk,0.48"ODx1.6"L,CA44Q-04-01 | 18 | 0 | 1.41 | 0.252 | Lab-Ovh
450090-0005 | Sub,ValveExt,Blk,ABS,.25"ID Step,.31"ODx4.65"L,CA44Q-04-05-R | 32 | 0 | 0.661 | 0.024 | Lab-Ovh
33AND017 | Acce,Kit,Copper (PK/25 Sensors) | 0 | 408.7 | 115.708 | 115.708 | Lab-Ovh
200035 | Cable, coax+3 Hach 28 G Black mate RoHS2 | 0 | 0.47 | 0.44 | 0.44
R1005KW | ROD, 1 3/8"DIA, PFA ROD | 17 | 1025.5 | 293 | 293
SI1L11A5-136 | Sub,stem,pH,ASG V,Flat,0.235"ODx5.35"L#H028L-12-01 | 13 | 0 | 0.928 | 0.928 | Lab-Ovh
7793A1A-125VIII | Sub,stem,pH,ASGVIII,DJ,Annular,0.472"x4.93"L#H011G-B2-01 | 7 | 0 | 1.974 | 1.805
7740A1A-131-V | Sub,stem,pH,ASGV Flat,DJ,Annular,0.472"ODx5.13"L#H087V-P2-01 | 6 | 0 | 2.3 | 2.3 | Lab-Ovh
SI2E11L-115 | Sub,stem,TC,0.124"x4.5"L#H0HWX-Z1-01 | 3998 | 0.429 | 0.5 | 0.5 | Lab-Ovh
SI1G11KK-088 | Sub,stem,ORP,2.5mmPt Disc,0.165"x3.45"L#RH61Z-01-02 | 717 | 0 | 4.598 | 3.966 | Lab-Ovh
SI1G11M-088 | Sub,stem,ORP,3mm Gold Disc,0.165"x3.45"L#RH61Z-01-02 | 987 | 0 | 19.9846 | 10.8471
SI1R11B7-088 | Sub,stem,pH,ASG VII,Dome,0.325"x3.45"L#RH61Z-02-01 | 12 | 0 | 1.623 | 1.575 | Lab-Ovh
BS813PS | PEEK TUBE 12MM ETCHED | 0 | 0 | 161.584 | 0
BS806GF | 3" Nipple Close | 4 | 0 | 31.01 | 31.01
BS806GJ | INSERTION SHAFT | 13 | 1084.62 | 309.89 | 309.89
BS806GK | SEAL | 11 | 0 | 95 | 95
BS806GM | LOCK, TRANS | 11 | 0 | 70 | 1.458
DP611-180 | DP611-180 DIMENSIONAL PRINT | 0 | 0 | 1 | 0
333217 | Solu,Nalco NH4 Standard, 25ppm as NH4 w/ 10% ISA, Versio | 0.28 | 0 | 0 | 0
333218 | Solu,Nalco NH4 Standard, 250ppm as NH4 w/ 10% ISA,Versio | 0.28 | 0 | 0 | 0
333219 | Solu,Potassium Standard. YSI,150mL. (2971),# | 0 | 0 | 52 | 52
333220 | Solu,Ammonium Standard. YSI,250mL. (2972),# | 0 | 0 | 54 | 54
6000-130/M-M100 | Acce,Cable,100M Extension For 870PH, 871EC | 1 | 910.48 | 640.988 | 260.136 | Lab-Ovh
EP485QNL0003MXX | Acce,Calibration Plug for 871EC | 0 | 220.66 | 104.48 | 0 | Lab-Ovh
PH12-AP12Q-ZZ | Elec,pH/ORP,12MM,Dome/PT,PEEK,120MM,PT1K,VP,No Agency Cert | 0 | 606.21 | 498.223 | 360.029 | Lab-Ovh
871EC-SP7-34V | Elec,CT,SM Bore PEEK,100K,TRI-CLAMP,CableSO,NoLUGVT | 0 | 489.38 | 318.758 | 0 | Lab-Ovh
871EC-HP0-4 | Elec,CT,SM Bore PEEK,PT100,20FT Cable,No LUGS | 0 | 434.41 | 290.568 | 290.568 | Lab-Ovh
PH12-1P12Q-MZZ | Elec,pH,12MM,Dome,PEEK,120MM,PT1K,VP,MANUAL,No Agency Cert | 0 | 489.11 | 435.757 | 243.973 | Lab-Ovh
875PH-A2F-C | PH/ORP/ISE ANALYZER 120VAC,50/60Hz,PIPE,FM,HART | 0 | 454.14 | 150.518 | 0 | Lab-Ovh
871CC-C2-3 | ELEC,CONTACTING CT,SANITARY,TC100K,K=0.1,TI,CABLE PER SO | 0 | 452 | 308.026 | 0 | Lab-Ovh
BS805UB-014FT | 14ft Patch Cord | 0 | 786.75 | 223.255 | 0 | Lab-Ovh
334005 | Solu,Nalco NH4 ISA NaCl Based, Gallon, HTS3822.00.5090 | 0 | 198.63 | 1.996 | 1.996
PH12-1P22S-AA | Elec,pH,12MM,Dome,PEEK,225MM,PT1K,S Conn,ATEX | 0 | 729.43 | 729.149 | 373.917 | Lab-Ovh
875CR-A2F-AC | CT/RESISTIVITY ANALYZER,120VAC,50/60Hz,PIPE,FM,STORMDOOR,HAR | 0 | 374.95 | 146.266 | 0 | Lab-Ovh
335001 | Raw, ANISE Nitrate Membrane, 8mm OD | 0 | 0 | 0.0097 | 0
335002 | Raw, ANISE Ammonium Membrane, 8mm OD | 0 | 0 | 0.0097 | 0
335003 | Raw, ANISE Potassium Membrane, 8mm OD | 0 | 0 | 0.0097 | 0
335007 | Raw, ASI Chloride ISE Pellet,0.245inch OD | 0 | 0 | 0.0097 | 0
R1005JT-A | ROD, GRAPHITE, AXF-5Q, 0.125"DX12, 1/8” OD | 50 | 0 | 22.15 | 22.15
SI1I11K-135 | Sub,stem,ORP,0.195"Pt Disc,0.195"x5.35"L#R035N-W1-01 | 98 | 0 | 10.253 | 7.113 | Lab-Ovh
SI1I11C8-118 | Sub,stem,pH,ASG VIII,0.195"x4.65"L#HR34B-02-01 | 41 | 0 | 0.81 | 0.775 | Lab-Ovh
A38-95-015 | Elec,pH,Epoxy Blk,Antimony,SJ#HA28L-I00-I0X-T015TX | 0 | 92.51 | 38.009 | 0
PCVR1K-SP | Elec,pH,XVF,DJ,3/4"MNPTRyton,PTFE,Sol(Plat)PT1K#V-A120E-20H | 3 | 153.45 | 67.682 | 64.577 | PROX Lab
EXOPHNG | Elec,pH,Black ABS,ASGVII,SJ,6-Pin Connector (M22-2580305) | 2 | 40.41 | 21.222 | 20.454 | PROX Lab
EXOPHORPNG | Elec,pH/ORP,Blk ABS,ASGVII,Pt Pin,SJ,6-Pin Conn(M22-2580305) | 9 | 62.98 | 21.662 | 20.373 | PROX Lab
442005-0003 | Sub,Top Piece,CPVC,0.75"ODx0.365"IDx0.3"L#R076C-P4-03 | 3 | 0 | 0.092 | 0.045
BS809CA | INSERT CELL ASSY,6",Ti,PVDF,HA | 0 | 0 | 307.898 | 0
BS807FR | FLANGE 3" 316SS 1439 | 2 | 0 | 473.51 | 473.51
BS807JB | Toroid Sensor Assy, HR 3", IND 150 | 0 | 0 | 1472.435 | 0
247025 | Raw,PCB Assembly, RC68 Analog, 0-5V/4-20mA | 20 | 0 | 39.81 | 39.81
351102A | Raw,Nut,Hex, SS 6-32 Kep RoHS3 | 0 | 0 | 0.05 | 0.05
351103-0001 | Sub,Membrane Cap,SS 316,1" ROD,DOCHV-24-03 | 0 | 0 | 0.463 | 0
351103A | Raw,Washer,#6 | 0 | 0 | 0.02 | 0.02
351104A | Raw,SS 316,Thermowell,.157 X .037 X .83 SEALED,SEAMLESS,AND | 1329 | 0 | 0.95 | 0.95
351104A-0001 | Sub,SS TC Tube. SS 316,Thermowell,.157x.037x.83 SEALED,SEAML | 0 | 0 | 1.055 | 0
310294 | Raw,Chem, Tetrahydrofuran, 99.7+%, Unsta. | 4.5 | 0 | 94.1575 | 108.78
351110-K | Raw,Kit,Rebuild Ball Valve,1.5" #AO52-K0001 | 3 | 16.28 | 4.65 | 4.65
351120 | Raw,SS316 Fit,MD52 BV Fit,Solid LRG Ferrule Split# | 3 | 0 | 26.4 | 26.4
351122 | Raw,SS316 Fit,Reducer,1 X 1.5# | 0 | 0 | 0.009 | 0
351123 | Raw,SS316 Fit,COM 3/8 NPT,Heyco 3458# | 0 | 0 | 0.32 | 0.32
871FT3G2D3T49CV | ELEC,FT CT,IND-HI,2",HAST,PEEK,ANSI150,PT100,NO LUG,SHEIDT,C | 0 | 9165.66 | 6451.849 | 6696.2 | Lab-Ovh
351131 | Raw,SS316 Nipple,1" X 6" Sch 80,Smless# | 5 | 0 | 23 | 23
351132 | Raw,SS316 Nipple,3/4" X 4" Sch 80# | 10 | 0 | 16.7 | 16.7
351133 | Raw,SS316 Nipple,3/4" X 5" Sch 80,Smless# | 76 | 0 | 9.4604 | 9.4604
NO43-0003 | ELEC,ISE,PVC M,DJ,S8#NO43A-P00-Z0X-X000NA | 2 | 214.62 | 23.335 | 21.852 | PROX Lab
351135 | Raw,SS316 Nipple,1/2" X 4"# | 5 | 0 | 6.64 | 6.64
871CC-A2-3-15M | Elec,871CC-A2-3,15M Cable Length | 0 | 458.61 | 259.486 | 200.329 | Lab-Ovh
NH43-0003 | Elec,ISE NH4 COMBO,BLK ABS,PVC M,DJ,S8#NH43A-P00-Z0X-X000NA | 2 | 262.52 | 24.213 | 24.213 | PROX Lab
351170A | Raw,SS316,Vent plug,1/8" NPT# | 7 | 0 | 50 | 50
351171 | Raw,SS316,Thermowell,120" X .80",HF88K-04-05. RoHS3# | 31173 | 0 | 0.48 | 0.4
351172 | Raw,SS316,Thermowell0.156"ODx0.12"IDx5"L,Seal;T0BTV-04-03 | 471 | 0 | 0.63442 | 0.998
351172-0001 | Sub,TC Tube,SS 316,Thermowell .156"ODx4.9"L,T07EN-V4-02 | 0 | 0 | 0.704 | 0
351172-0002 | Sub,TC Tube,SS 316,Thermowell .156"ODx5"L,T2HTA-04-02 | 68 | 0 | 5.166 | 5.166 | Lab-Ovh
351173 | Raw,Ring,Split, 302SS 0.35 x 0.5 x 0.026 (1E026-GE/S) RoHS3 | 90 | 0 | 2.35 | 2.35
351175 | Raw,Spring, 302SS 2B020-GE/S RoHS3 | 1240 | 0 | 0.98 | 0.64
351177 | Raw,SpRing Pin,Slot,1/16"Dia X 3/16"L,Carbon Steel# | 246 | 0 | 0.02404 | 0.02404
351180 | Raw,Misc, SS 6-32 x 1/4" RHMS | 0 | 0 | 0.02255 | 0.02255
876PH-SYAA-7 | PH/ORP/ISE INTELLIGENT TRANSMITTER | 0 | 265.93 | 109.556 | 112.571 | Lab-Ovh
351183 | Raw,SS 316 Pin,1/8"x0.33",H083K-04-01 RoHS2# | 351 | 0 | 0.31238 | 0.2125
351184 | Raw,SS 316 pin,1/8"x0.3" H068K and H0PTK(H0F3K-04-12) RoHS3 | 1086 | 0 | 0.47969 | 0.179
351187 | Raw,Screw,SS 18-8,Phil Round HD M/S. #6-32X3/4".RoHS3# | 633 | 0 | 0.05854 | 0.05854
351188 | Raw,Nut,Hex, 18-8, M/S, #6-32 SS UNC RoHS3 | 100 | 0 | 0.19771 | 0.19771
351189 | Raw,Washer,Lock #6 Int RoHS3 | 2880 | 0 | 0.00962 | 0.00962
351191B | Raw,Screw,SS Slot Fillister 3/48 x 3/16 HD Machine | 0 | 0 | 0.05 | 0.05
351198 | Raw,Misc, SS 6-32 x 1/2" PHMS Thread | 0 | 0 | 0.21333 | 0.21333
351199 | Raw,SS 316 Thermowell .125 x# | 2000 | 0 | 0.46 | 0.46
351199-0001 | Sub,ATC Housing,SS 316 Thermowell .125,DH12A-04-09 | 0 | 0 | 0.511 | 0
351199-0002 | Sub,ATC Housing,SS 316 Thermowell .125,H0HGY-06-02 | 0 | 0 | 0.511 | 0
351201 | MRO,J-BOX,MD52,4" HIGH 1 MPT# | 0 | 0 | 32.4206 | 32.4206
351204 | Raw,SS316,Pin HF55 (HF55A-04-08)# | 888 | 0 | 0.08 | 0.08
351208 | Raw,Pin for ISE tool R-4-04-13 0.293"x2-1/2"# | 21 | 0 | 4.399 | 4.399
351209 | Raw,Pin,0.293"OD x 0.4375"L,for ISE tool (R-4-04-14)# | 34 | 0 | 10.2989 | 10.2989
351210 | Raw,Ring,Split, SS 0.39IDx0.48ODx0.5FL, 0.192SH/In,1G045-GE | 93 | 0 | 2.35 | 2.35
351222 | Raw,SS316 Nut,for DOCH Body,DOCHV-04-10 RoHS2# | 1079 | 0 | 1.1605 | 0.82105
351223 | Raw,SS316 Housing,Spherical End,1/4ODx2.50Lx0.020WA TIAC | 14 | 0 | 0.61894 | 0.44661
351301 | Raw,Copper Shim,12 x 30 x .002 coil.ROHS3# | 65 | 0 | 8.7384 | 8.7384
351404 | Raw,SS316 TC housing, T0HCS-04-11 RoHS2# | 772 | 0 | 0.4998 | 0.34
35641-51 | Elec,pH,Epoxy Blue,ASGVIII,DJ#H035T-L00-D0X-S003BX | 29 | 33.98 | 20.687 | 20.687 | Lab-Ovh
359001 | Raw,Peek Tube,0.062"x0.04". PM-2020# | 552 | 0 | 0.19371 | 0.19371
359002 | Raw,Peek Rod,1/8",Nat RoHS2#1-SO1401 | 0 | 0 | 1.805 | 1.805
359005 | Raw,Peek Tube,1/8" OD X 1/16" ID,(PM 1930)# | 360 | 0 | 0.48 | 0.48
35900M | Raw,Peek Tube,Machined EE040-04-01 | 51 | 0 | 10.8316 | 7.59
3D-BTA | Acce,3D Accelerometer RoHS2 Vernier#VSCX-3D-BTA | 59 | 30.53 | 6.5647 | 6.571
3D-BTA-VAL | Acce,3D Accelerometer RoHS2# | 0 | 30.53 | 17.46 | 20.22
3E0945 | Elec,ORP,Glass,PT Band,_#R0G1G-P00-X0X-X000XX | 15 | 68.86 | 35.886 | 38.922 | PROX Lab
3E1037 | Elec,ORP,Glass,GD Disc,_#R0G1G-G00-X0X-X000XX | 0 | 159.12 | 106.748 | 42.613 | PROX Lab
3E1071 | Elec,ORP,Glass,PT Pin,_#R0G7G-W00-X0X-X000XX | 2 | 60.04 | 31.957 | 31.957 | Lab-Ovh
3E1073 | Elec,ORP,Glass,GD wire,_#R0G7G-G00-X0X-X000XX | 75 | 107.91 | 73.189 | 36.93 | Lab-Ovh
400365 | Elec,ISE,ABS BK,ASI G,MONO#NH35A-G00-X0X-S003BX | 2 | 146.58 | 32.238 | 27.615 | PROX Lab
400366 | Solu,NH3 Module MD1004 (PK/4), Fill Solution 400367, 60M | 0 | 30.53 | 8.679 | 7.425
400367 | Solu,Ammonia ISE Reference Fill, 60 mL | 0 | 2.78 | 0.281 | 0.281
400368 | Solu,Ammonia ISE Ionic Strength Adjustor, ISA, 500mL | 0 | 17.8 | 0.684 | 0.684
400369 | Solu,Ammonia Standard, 100ppm NH3 as N, 500mL | 0 | 20.17 | 0.684 | 0.684
400370 | Solu,Ammonia Standard, 1000ppm NH3 as N, 500mL | 0 | 20.17 | 0.684 | 0.684
400371 | Elec,ISE,Epoxy Smoke,PVC M,DJ#NHY2J-P00-Z0X-S003BX | 0 | 132.12 | 45.149 | 43.14 | PROX Lab
400372 | Elec,NH4 ISE,ABS,PVCM#replacement module | 0 | 81.23 | 19.015 | 14.773 | PROX Lab
400373 | Solu, Ammonium ISE Reference Fill, 60mL | 0 | 3.04 | 0.281 | 0.281
400374 | Solu, Ammonium ISE ISA, 500mL | 0 | 17.81 | 0.684 | 0.684
400375 | Solu,Ammonium ISE Standard, 100ppm NH4+ as N, 500mL | 0 | 23.43 | 0.684 | 0
400376 | Solu,Ammonium ISE Standard, 1000ppm NH4+ as N, 500mL | 0 | 20.17 | 0.684 | 0.684
400377 | Elec,ISE,Epoxy Smoke,Solid State,DJ#BRY4J-S00-Z0X-S003BX | 2 | 120.02 | 35.314 | 22.212 | PROX Lab
400382 | Elec,ISE,Epoxy Smoke,Solid State,DJ#CDY4J-S00-Z0X-S003BX | 0 | 112.32 | 12.898 | 0.0097
400386 | Solu,Cadmium Standard, 1000ppm as Cd2+, 500mL | 0 | 19.38 | 0.684 | 0
400387 | Elec,ISE,Epoxy Smoke,PVC M,DJ#CAY2J-P00-Z0X-S003BX | 0 | 132.13 | 41.018 | 15.286 | PROX Lab
400388 | Elec,ISE,PVC Mem#Replacement Module,CAY2,YSI label. | 0 | 79.64 | 7.197 | 0.0097
400390 | Solu,Calcium ISE ISA, 500mL | 0 | 17.11 | 0.684 | 0.0097
400393 | Elec,ISE,Epoxy Smoke,Solid State,DJ#CLY4J-S00-Z0X-S003BX | 5 | 116.86 | 36.903 | 35.888 | PROX Lab
400394 | Solu,Chloride ISE Reference Fill, 60mL | 0 | 3.04 | 0.281 | 0.281
400395 | Solu,Chloride ISE ISA, 500mL | 0 | 17.8 | 0.684 | 0.684
400396 | Solu,Chloride Standard,100 ppm as Cl-, 500mL | 0 | 20.17 | 0.684 | 0.684
400397 | Solu,Chloride Standard, 1000ppm as Cl-, 500mL | 0 | 20.17 | 0.684 | 0.684
400403 | Elec,ISE,Epoxy Smoke,Solid State,DJ#CNY4J-S00-Z0X-S003BX | 1 | 112.32 | 27.934 | 8.865 | PROX Lab
400404 | Solu,Cyanide ISE Reference Fill, 60mL | 0 | 3.04 | 0.281 | 0.333
400405 | Solu,Cyanide ISE ISA, 500mL | 0 | 17.11 | 0.684 | 0.0097
400406 | Elec,ISE,Epoxy Smoke,Fluoride,DJ#FLY4J-F00-Z0X-S003BX | 5 | 155.12 | 57.612 | 45.785 | PROX Lab
400407 | Solu,Fluoride ISE Reference Fill, 60mL | 0 | 3.04 | 0.281 | 0.281
400408 | Solu,Fluoride ISE ISA, 500mL | 0 | 17.81 | 0.684 | 0.684
400409 | Solu,Fluoride Standard, 100ppm as F-, 500mL | 0 | 20.17 | 0.684 | 0.684
400410 | Solu,Fluoride Standard, 1000ppm as F-, 500mL | 0 | 20.17 | 0.684 | 0.684
400411 | Elec,ISE,Epoxy Smoke,Solid State,DJ#IDY4J-S00-Z0X-S003BX | 1 | 116.86 | 27.934 | 9.799 | PROX Lab
400416 | Elec,ISE,Epoxy Smoke,Solid State,DJ#PBY4J-S00-Z0X-S003BX | 3 | 112.33 | 12.027 | 11.274
400418 | Solu,Lead electrode ISA, 500ml,YSI | 0 | 55.12 | 37.027 | 25.585 | Lab-Ovh
400421 | Elec,ISE,Epoxy Smoke,PVC M,DJ#NOY2J-P00-Z0X-S003BX | 0 | 134.77 | 41.334 | 38.994 | PROX Lab
400422 | Elec,ISE,PVC,PVCM#Replacement Module,NOY2,YSI label. | 0 | 82.86 | 15.73 | 15.195 | PROX Lab
400423 | Solu,Nitrate ISE Reference Fill, 60mL | 0 | 3.04 | 0.281 | 0.281
400424 | Solu,Nitrate ISE ISA, 500mL | 0 | 17.81 | 0.684 | 0.684
400425 | Solu,Nitrate Standard, 100ppm NO3- as N, 500mL | 0 | 20.17 | 0.684 | 0.684
400426 | Solu,Nitrate Standard, 1000ppm NO3- as N, 500mL | 0 | 20.17 | 0.684 | 0.684
400427 | Elec,ISE,Epoxy Smoke,PVC M,DJ#KTY2J-P00-L0X-S003BX | 0 | 116.86 | 25.122 | 15.286
400428 | Acce,Potassium ISE replacement module# | 0 | 81.24 | 15.73 | 11.488 | PROX Lab
400431 | Solu,Potassium ISE Standard, 100ppm as K+, 500mL | 0 | 19.77 | 0.684 | 0.684
400432 | Solu,Potassium ISE Standard, 1000ppm as K+, 500mL | 0 | 19.77 | 0.684 | 0.828
400433 | Elec,ISE,Epoxy Smoke,Solid State,DJ#SSY4J-S00-Z0X-S003BX | 2 | 112.32 | 27.934 | 8.828 | PROX Lab
400434 | Solu,Silver/Sulfide ISE Refrence Fill, 60mL | 0 | 2.62 | 0.281 | 0.0097
400436 | Solu,Sulfide ISE ISA, 500mL | 0 | 17.11 | 0.995 | 0.0097
400439 | Elec,ISE,Epoxy Smoke,NA Bulb,DJ#NAY4J-R00-Z0X-S003BX | 6 | 105.87 | 50.353 | 48.377 | PROX Lab
400440 | Solu,Sodium ISE Reference Fill, 60mL | 0 | 2.98 | 0.281 | 0.333
400442 | Solu,Sodium ISE Standard, 100ppm as Na+, 500mL | 0 | 20.17 | 0.684 | 0.828
400443 | Solu,Sodium ISE Standard, 1000ppm as Na+, 500mL | 0 | 19.77 | 0.684 | 0.828
400444 | Solu,Sodium ISE Soaking, 60mL | 0 | 2.92 | 0.281 | 0.0097
400445 | Elec,ISE,Epoxy Smoke,Solid State,DJ#CUY4J-S00-Z0X-S003BX | 4 | 114.57 | 27.924 | 25.248 | PROX Lab
BS806GE | Ball Valve ASSY | 0 | 2630.15 | 2302.969 | 2287.394 | Lab-Ovh
871EC-SP7-34V40 | Elec,871EC-SP7-34V,40FT Cable Length | 0 | 489.37 | 318.758 | 361.817 | Lab-Ovh
871CC-C2-3-10M | Elec,871CC-C2-3,10M Cable Length | 0 | 529.95 | 330.877 | 344.637 | Lab-Ovh
SI1G11EN-105 | Sub,stem,TC/GND,0.18"Pt Band,0.165"x4.10"L#H068K-71-01 | 8 | 0 | 11.173 | 11.173
410035 | Raw,SpRing Holder,PVC,Chinese Grey (MDNO-04-100) RoHS2# | 0 | 0 | 0.39777 | 0.39788
C4-X53-BD | Sub,Cable,BD,C4,53 Inches,Male BNC:77020104,Cable:99026100 | 0 | 0 | 1.005 | 0
411002 | Raw,Lead glass tubing,.470 X .033 X 48# | 45 | 1.4 | 1.31 | 1.31
411002-032 | Sub,Cut,LD GL,12mm(0.470")x 0.84mm(0.033")wallx32.3mm(1.27") | 0 | 0 | 0.001 | 0
411002-042 | Sub,Cut,LD GL,12mm(0.470")x 0.84mm(0.033")wallx41.7mm(1.64") | 0 | 0 | 0.001 | 0
411002-053 | Sub,Cut,LD GL,12mm(0.470")ODx0.84mm(0.033")wallx53mm(2.09") | 0 | 0 | 0.001 | 0
SI1R11B7-123 | Sub,stem,pH,ASG VII,Dome,0.325"x4.85"L#HR61Z-72-01 | 24 | 0 | 0.809 | 0.772 | Lab-Ovh
411002-076 | Sub,Cut,LD GL,12mm(0.470")ODx0.84mm(0.033")wallx76mm(2.99") | 0 | 0 | 0.001 | 0
411002-084 | Sub,Cut,LD GL,12mm(0.470")ODx0.84mm(0.033")wallx84mm(3.3") | 0 | 0 | 0.001 | 0
411002-115 | Sub,Cut,LD GL,12mm(0.470"),0.84mm(0.033")wallx115mm(4.53")L | 0 | 0 | 0.001 | 0
411002-120 | Sub,Cut,LD GL,12mm(0.470"),0.84mm(0.033")wallx120mm(4.72")L | 0 | 0 | 0.001 | 0
411002-125 | Sub,Cut,LD GL,12mm(0.470"),0.84mm(0.033")wallx125mm(4.93")L | 0 | 0 | 0.001 | 0
411002-135 | Sub,Cut,LD GL,12mm(0.470")ODx0.84mm(0.033")wallx134.6mm(5.3" | 0 | 0 | 0.001 | 0
411002-157 | Sub,Cut,LD GL,12mm(0.470"),0.84mm(0.033")wallx157mm(6.19")L | 0 | 0 | 0.001 | 0
411002-175 | Sub,Cut,LD GL,12mm(0.470"),0.84mm(0.033")wallx175mm(6.89")L | 0 | 0 | 0.001 | 0
411002-184 | Sub,Cut,LD GL,12mm(0.470"),0.84mm(0.033")wallx184mm(7.24")L | 0 | 0 | 0.001 | 0
411002-SG001 | Raw,LD GL tubing,0.470"+/-.007"OD X 0.033"Wall X 48"L. SG001 | 0 | 1.93 | 1.8 | 0.0097
411003 | Raw,Lead glass tubing,0.310"OD X 0.025"wall# | 5 | 0 | 0.01779 | 0.0097
411003-055 | Sub,Cut,LD GL,7.87mm(0.31")ODx0.635mm(0.025")wallx55.12mm(2. | 0 | 0 | 0 | 0
411003-060 | Sub,Cut,LD GL,7.87mm(0.31")ODx0.635mm(0.025")wallx60mm(2.36" | 0 | 0 | 0 | 0
411003-066 | Sub,Cut,LD GL,7.87mm(0.31")ODx0.635mm(0.025")wallx66.3mm(2.6 | 0 | 0 | 0 | 0
411003-070 | Sub,Cut,LD GL,7.87mm(0.31")ODx0.635mm(0.025")wallx70mm(2.76" | 0 | 0 | 0 | 0
411003-076 | Sub,Cut,LD GL,7.87mm(0.31")ODx0.635mm(0.025")wallx76mm(3")L | 0 | 0 | 0 | 0
411003-082 | Sub,Cut,LD GL,7.87mm(0.31")ODx0.635mm(0.025")wallx82mm(3.23" | 0 | 0 | 0 | 0
411003-085 | Sub,Cut,LD GL,7.87mm(0.31")ODx0.635mm(0.025")wallx85.6mm(3.3 | 0 | 0 | 0 | 0
411003-093 | Sub,Cut,LD GL,7.87mm(0.31")ODx0.635mm(0.025")wallx93mm(3.66" | 0 | 0 | 0 | 0
411003-097 | Sub,Cut,LD GL Tubing,7.87mm(0.310")ODx0.64mm(0.025")wallx97m | 0 | 0 | 0 | 0
411003-132 | Sub,Cut,LD GL Tubing,7.87mm(0.310")ODx0.64mm(0.025")wallx132 | 0 | 0 | 0 | 0
411003-SG001 | Raw,LD GL tubing,0.310"OD X 0.025"wall,SG001#1-SK080009 | 50 | 1.71 | 1.6 | 0.0097
411004 | Raw,Lead glass tubing,0.165"OD X 0.033"wall. SG012# | 0 | 0 | 0.0097 | 0.9
411004-071 | Sub,Cut,LD GL,4.19mm(0.165")ODx0.84mm(0.033")wallx71mm(2.8") | 0 | 0 | 0 | 0
411004-123 | Sub,Cut,LD GL,4.19mm(0.165")ODx0.84mm(0.033")wallx123.19mm(4 | 0 | 0 | 0 | 0
411006-067 | Sub,Cut,LD GL,8mm(0.315")ODxmm(0.035")wallx32.3mm(1.27")L | 0 | 0 | 0 | 0
411007 | Raw,Lead glass tubing,.325"ODx.255"IDx.030wall#1-SK0802 | 18.5 | 4.39 | 0.01779 | 0.0097
411007-003 | Sub,Cut,LD GL,8.26mm(0.325")ODx0.76mm(0.03")wallx3mm(0.1")L | 0 | 0 | 0 | 0
411007-006 | Sub,Cut,LD GL,8.26mm(0.325")ODx0.76mm(0.03")wall x6mm(0.23") | 0 | 0 | 0 | 0
411007-010 | Sub,Cut,LD GL,8.26mm(0.325")ODx0.76mm(0.03")wall x10mm(0.39" | 0 | 0 | 0 | 0
411007-013 | Sub,Cut,LD GL,8.26mm(0.325")ODx0.76mm(0.03")wallx12.7mm(0.5" | 0 | 0 | 0 | 0
411007-015 | Sub,Cut,LD GL,8.26mm(0.325")ODx0.76mm(0.03")wallx15mm(0.6")L | 0 | 0 | 0 | 0
411007-020 | Sub,Cut,LD GL,8.26mm(0.325")ODx0.76mm(0.03")wallx20.3mm(0.8" | 0 | 0 | 0 | 0
411007-034 | Sub,Cut,LD GL,8.26mm(0.325")ODx0.76mm(0.03")wallx34mm(1.34") | 0 | 0 | 0 | 0
411007-040 | Sub,Cut,LD GL,8.26mm(0.325")ODx0.76mm(0.03")wall x40mm(1.57" | 0 | 0 | 0.0097 | 0
411007-056 | Sub,Cut,LD GL,8.26mm(0.325")ODx0.76mm(0.03")wall x56mm(2.2") | 0 | 0 | 0 | 0
411007-096 | Sub,Cut,LD GL,8.26mm(0.325")ODx0.76mm(0.03")wallx96.77mm(3.8 | 0 | 0 | 0 | 0
411007-116 | Sub,Cut,LD GL,8.26mm(0.325")ODx0.76mm(0.03")wallx116.84mm(4. | 0 | 0 | 0 | 0
411007-123 | Sub,Cut,LD GL,8.26mm(0.325")ODx0.76mm(0.03")wallx123.19mm(4. | 0 | 0 | 0 | 0
411007-SG001 | Raw,LD GL tubing,SG001,0.325"+/-0.007ODx0.030"+/-0.002wall# | 153 | 1.5 | 1.4 | 1.4
411011-010 | Sub,Cut,LD GL,6mm(0.235")ODx0.72mm(0.0285")wallx10.2mm(0.4") | 0 | 0 | 0.01 | 0
411012 | Raw,LD GL tubing,0.135"+/-0.002ODx0.025"Wall,SG12#1-SK0801 | 16 | 2.14 | 2.205 | 1.5
411012-003 | Sub,Cut,LD GL,3.43mm(0.135")OD,0.635mm(0.025")wallx3mm(0.12" | 0 | 0 | 0.002 | 0
411012-007 | Sub,Cut,LD GL,3.43mm(0.135")OD,0.635mm(0.025")wallx7mm(0.25" | 0 | 0 | 0.002 | 0
411012-015 | Sub,Cut,LD GL,3.43mm(0.135")OD,0.635mm(0.025")wallx15mm(0.60 | 0 | 0 | 0.002 | 0
411012-023 | Sub,Cut,LD GL,3.43mm(0.135")OD,0.635mm(0.025")wallx23mm(0.9" | 0 | 0 | 0.002 | 0
411012-038 | Sub,Cut,LD GL,3.43mm(0.135")OD,0.635mm(0.025")wallx38mm(1.5" | 0 | 0 | 0.002 | 0
411012-050 | Sub,Cut,LD GL,3.43mm(0.135")OD,0.635mm(0.025")wallx50mm(2.0" | 0 | 0 | 0.002 | 0
411012-065 | Sub,Cut,LD GL,3.43mm(0.135")OD,0.635mm(0.025")wallx65mm(2.56 | 0 | 0 | 0.002 | 0
411012-070 | Sub,Cut,LD GL,3.43mm(0.135")OD,0.635mm(0.025")wallx70mm(2.75 | 0 | 0 | 0.0097 | 0.0097
411012-100 | Sub,Cut,LD GL,3.43mm(0.135")OD,0.635mm(0.025")wallx100mm(3.9 | 0 | 0 | 0.002 | 0
411012-110 | Sub,Cut,LD GL,3.43mm(0.135")OD,0.635mm(0.025")wallx110mm(4.3 | 0 | 0 | 0.002 | 0
411012-120 | Sub,Cut,LD GL,3.43mm(0.135")OD,0.635mm(0.025")wallx120mm(4.7 | 0 | 0 | 0.002 | 0
411012-135 | Sub,Cut,LD GL,3.43mm(0.135")OD,0.635mm(0.025")wallx135mm(5.3 | 0 | 0 | 0.002 | 0
411012-150 | Sub,Cut,LD GL,3.43mm(0.135")OD,0.635mm(0.025")wallx150mm(5.9 | 0 | 0 | 0.002 | 0
411013-121 | Sub,Cut,LD GL,9.53mm(0.375")OD,.9mm(.035")wallx121mm(4.75")L | 0 | 0 | 0 | 0
411013-133 | Sub,Cut,LD GL,9.53mm(0.375")OD,.9mm(.035")wallx133mm(5.22")L | 0 | 0 | 0 | 0
411014 | Raw,Lead Glass Tubing,.115 x.028 x 48# | 469.507 | 0 | 0.01213 | 0.0097
411014-030 | Sub,Cut,LD GL ,3mm(0.115")OD,0.71mm(0.028")wallx30mm(1.18")L | 0 | 0 | 0 | 0
411014-034 | Sub,Cut,LD GL ,3mm(0.115")OD,0.71mm(0.028")wallx33.8mm(1.33" | 0 | 0 | 0 | 0
411014-037 | Sub,Cut,LD GL ,3mm(0.115")OD,0.71mm(0.028")wallx36.8mm(1.45" | 0 | 0 | 0 | 0
411014-040 | Sub,Cut,LD GL ,3mm(0.115")OD,0.71mm(0.028")wallx40mm(1.58")L | 0 | 0 | 0 | 0
411014-046 | Sub,Cut,LD GL ,3mm(0.115")OD,0.71mm(0.028")wallx46mm(1.82")L | 0 | 0 | 0 | 0
411014-097 | Sub,Cut,LD GL ,3mm(0.115")OD,0.71mm(0.028")wallx97(3.8")L | 0 | 0 | 0 | 0
411014-100 | Sub,Cut,LD GL ,3mm(0.115")ODx0.71mm(0.028")wallx99mm(3.9")L | 0 | 0 | 0 | 0
411014-112 | Sub,Cut,LD GL ,3mm(0.115")OD,0.71mm(0.028")wallx122(4.4")L | 0 | 0 | 0 | 0
411017 | Raw,Lead glass tubing,.095"OD x 0.023"W,SG12# | 1.909 | 0 | 1.664 | 0.0097
411017-008 | Sub,Cut,GL tubing,2.4mm(.095")ODx.58mm(0.023")Wx8mm(0.315 | 0 | 0 | 0.001 | 0
411017-016 | Sub,Cut,GL tubing,2.4mm(.095")ODx.58mm(0.023")Wx16mm(0.63 | 0 | 0 | 0.001 | 0
411019 | Raw,LD GL Tubing 0.195"+0.003/-0.006 odx0.0265"x48" SG12.RoH | 23 | 1.65 | 4.6489 | 2.53
411019-019 | Sub,Cut,LD GL,4.95mm(0.195")ODx0.67mm(0.0265")wallx19mm(0.39 | 0 | 0 | 0.006 | 0
411019-021 | Sub,Cut,LD GL,4.95mm(0.195")ODx0.67mm(0.0265")wallx21mm(.8") | 0 | 0 | 0.005 | 0
411019-025 | Sub,Cut,LD GL,4.95mm(0.195")ODx0.67mm(0.0265")wallx25.4mm(1" | 0 | 0 | 0.005 | 0
411019-038 | Sub,Cut,LD GL,4.95mm(0.195")ODx0.67mm(0.0265")wallx38.16mm(1 | 0 | 0 | 0.005 | 0
411019-042 | Sub,Cut,LD GL,4.95mm(0.195")ODx0.67mm(0.0265")wallx42mm(1.65 | 0 | 0 | 0.006 | 0
411019-045 | Sub,Cut,LD GL,4.95mm(0.195")ODx0.67mm(0.0265")wallx45mm(1.77 | 0 | 0 | 0.005 | 0
411019-066 | Sub,Cut,LD GL,4.95mm(0.195")ODx0.67mm(0.0265")wallx66mm(2.6" | 0 | 0 | 0.005 | 0
411019-069 | Sub,Cut,LD GL,4.95mm(0.195")ODx0.67mm(0.0265")wallx69mm(2.7" | 0 | 0 | 0.005 | 0
411019-070 | Sub,Cut,LD GL,4.95mm(0.195")ODx0.67mm(0.0265")wallx68.6mm(2. | 0 | 0 | 0.005 | 0
411019-078 | Sub,Cut,LD GL,4.95mm(0.195")ODx0.67mm(0.0265")wallx78.74mm(3 | 0 | 0 | 0.005 | 0
411019-081 | Sub,Cut,LD GL,4.95mm(0.195")ODx0.67mm(0.0265")wallx81mm(3.17 | 0 | 0 | 0.005 | 0
411019-084 | Sub,Cut,LD GL,4.95mm(0.195")ODx0.67mm(0.0265")wallx84mm(3.3" | 0 | 0 | 0.005 | 0
411019-088 | Sub,Cut,LD GL,4.95mm(0.195")ODx0.67mm(0.0265")wallx88mm(3.47 | 0 | 0 | 0.006 | 0
411019-095 | Sub,Cut,LD GL,4.95mm(0.195")ODx0.67mm(0.0265")wallx95mm(3.74 | 0 | 0 | 0.005 | 0
411019-097 | Sub,Cut,LD GL,4.95mm(0.195")ODx0.67mm(0.0265")wallx97mm(3.8" | 0 | 0 | 0.005 | 0
411019-100 | Sub,Cut,LD GL,4.95mm(0.195")ODx0.67mm(0.0265")wallx100.8mm(4 | 0 | 0 | 0.005 | 0
411019-116 | Sub,Cut,LD GL,4.95mm(0.195")ODx0.67mm(0.0265")wallx116mm(4.6 | 0 | 0 | 0.005 | 0
411019-120 | Sub,Cut,LD GL,4.95mm(0.195")ODx0.67mm(0.0265")wallx120mm(4.7 | 0 | 0 | 0.005 | 0
411019-128 | Sub,Cut,LD GL,4.95mm(0.195")ODx0.67mm(0.0265")wallx128mm(5.0 | 0 | 0 | 0.006 | 0
411019-131 | Sub,Cut,LD GL,4.95mm(0.195")ODx0.67mm(0.0265")wallx130mm(5.1 | 0 | 0 | 0.005 | 0
411019-135 | Sub,Cut,LD GL,4.95mm(0.195")ODx0.67mm(0.0265")wallx135mm(5.3 | 0 | 0 | 0.005 | 0
411019-140 | Sub,Cut,LD GL,4.95mm(0.195")ODx0.67mm(0.0265")wallx139.7mm(5 | 0 | 0 | 0.005 | 0
411019-150 | Sub,Cut,LD GL,4.95mm(0.195")ODx0.67mm(0.0265")wallx150mm(5.8 | 0 | 0 | 0.006 | 0
411019-174 | Sub,Cut,LD GL,4.95mm(0.195")ODx0.67mm(0.0265")wallx174mm(6.8 | 0 | 0 | 0.006 | 0
411020 | Raw,Lead Glass Tubing,.200# | 200 | 0 | 0.01213 | 0.0097
411020-007 | Sub,Cut,Lead Glass,5.08mm (0.2") OD x 7mm(0.275") L | 0 | 0 | 0 | 0
411027 | Raw,LD GL tubing,0.165"OD x 0.035"wall,SG012#1-SK080001 | 124.8 | 2.39 | 4.8326 | 3.2875
SI1F2D1C8-042 | Sub,stem,pH,ASG VIII,0.135"/0.115"x1.63"L#H0HAA-02-01 | 49 | 0 | 0.017 | 0
SI1F11K-120 | Sub,stem,ORP,0.195"Pt DISC,0.135"x4.7"L#R035T-11-01 | 236 | 0 | 10.141 | 10.141 | Lab-Ovh
411027-015 | Sub,Cut,LD GL,4.19mm(0.165")ODx0.89mm(0.035")wallx15mm(0.6") | 0 | 0 | 0.005 | 0
411027-017 | Sub,Cut,LD GL,4.19mm(0.165")ODx0.89mm(0.035")wallx16.5mm(0.6 | 0 | 0 | 0.005 | 0
411027-027 | Sub,Cut,LD GL,4.19mm(0.165")ODx0.89mm(0.035")wallx26.6mm(1.0 | 0 | 0 | 0.005 | 0
414004-120 | Sub,Cut, Lead Free Glass, 3.40mm (0.135") OD x 4.70"L | 0 | 0 | 0.007 | 0
411027-045 | Sub,Cut,LD GL,4.19mm(0.165")ODx0.89mm(0.035")wallx45mm(1.77" | 0 | 0 | 0.0097 | 0
411027-050 | Sub,Cut,LD GL,4.19mm(0.165")ODx0.89mm(0.035")wallx50.8mm(2") | 0 | 0 | 0.005 | 0
411027-085 | Sub,Cut,Lead Glass,4.19mm (0.165")OD x 85mm (3.35") L | 0 | 0 | 0.005 | 0
411027-088 | Sub,Cut,Lead Glass,4.19mm (0.165")OD x 88mm (3.46") L | 0 | 0 | 0.005 | 0
411027-093 | Sub,Cut,Lead Glass,4.19mm (0.165")OD x 93mm (3.66") L | 0 | 0 | 0.005 | 0
411027-096 | Sub,Cut,LD GL,4.19mm(0.165")ODx0.89mm(0.035")wallx96.3mm(3.7 | 0 | 0 | 0.005 | 0
411027-100 | Sub,Cut,LD GL,4.19mm(0.165")ODx0.89mm(0.035")wallx100mm(3.95 | 0 | 0 | 0.005 | 0
411027-105 | Sub,Cut,LD GL,4.19mm(0.165")ODx0.89mm(0.035")wallx105mm(4.15 | 0 | 0 | 0.005 | 0
411027-115 | Sub,Cut,Lead Glass,4.19mm (0.165")OD x 115mm (4.54") L | 0 | 0 | 0.005 | 0
411027-120 | Sub,Cut,Lead Glass,4.19mm (0.165")OD x 120mm (4.72") L | 0 | 0 | 0.005 | 0
411027-123 | Sub,Cut,LD GL,4.19mm(0.165")ODx0.89mm(0.035")wallx123.19mm(4 | 0 | 0 | 0.005 | 0
411027-127 | Sub,Cut,LD GL,4.19mm(0.165")ODx0.89mm(0.035")wallx127mm(5")L | 0 | 0 | 0.005 | 0
411027-135 | Sub,Cut,LD GL,4.19mm(0.165")ODx0.89mm(0.035")wallx135mm(5.3" | 0 | 0 | 0.005 | 0
AREF146M-079 | Sub,stem,Ref,0.08"OD Ceramic Pin,0.195"x3.10"L#HR61Z-71-01 | 26 | 0 | 1.046 | 1.046 | Lab-Ovh
7597A1A-135-III | Sub,stem,pH,ASGIII,SPE,SJ,AN,0.47"x5.32"L,0.195#H012G-02-01 | 5 | 0 | 0.015 | 0.015
SI1R11A5-117 | Sub,stem,pH,ASG V,Flat,0.325"ODx4.6"L#HT61Z-02-01 | 0 | 0 | 0.93 | 0.888 | Lab-Ovh
411028 | Raw,Lead Glass Tubing,0.235"OD x 0.030"Wall# | 94.483 | 0 | 4.5938 | 3.125
411028-005 | Sub,Cut,Lead Glass,6mm (0.235") OD x 5.8 mm (0.23") L | 0 | 0 | 0.005 | 0
411028-006 | Sub,Cut,Lead Glass,6mm (0.235") OD x 6 mm (0.25") L | 0 | 0 | 0.006 | 0
411028-010 | Sub,Cut,Lead Glass,6mm (0.235") OD x 10 mm (0.4") L | 0 | 0 | 0.005 | 0
411028-015 | Sub,Cut,Lead Glass,6mm (0.235") OD x 15 mm (0.6") L | 0 | 0 | 0.005 | 0
SI4D11B3-029 | Sub,stem,pH,ASG III,Dome,0.115"x1.13"L#H0NVG-02-01 | 0 | 0 | 0.011 | 0.011 | Lab-Ovh
212003 | Cable, RG58 Coax, Black 5mm OD, from Aurora | 0 | 0 | 0 | 0
411028-030 | Sub,Cut,LD GL,6mm(0.235")ODx0.76mm(0.03")wallx30 mm(1.2")L | 0 | 0 | 0.005 | 0
411028-034 | Sub,Cut,LD GL,6mm(0.235")ODx0.76mm(0.03")wallx34.3mm(1.35")L | 0 | 0 | 0.005 | 0
411028-038 | Sub,Cut,LD GL,6mm(0.235")ODx0.76mm(0.03")wallx38 mm(1.5")L | 0 | 0 | 0.005 | 0
411028-053 | Sub,Cut,LD GL,6mm(0.235")ODx0.76mm(0.03")wallx53mm(2.09")L | 0 | 0 | 0.005 | 0
411028-068 | Sub,Cut,LD GL,6mm(0.235")ODx0.76mm(0.03")wallx68mm(2.65")L | 0 | 0 | 0.005 | 0
411028-112 | Sub,Cut,LD GL,6mm(0.235")ODx0.76mm(0.03")wallx112mm(4.4")L | 0 | 0 | 0.005 | 0
411028-127 | Sub,Cut,LD GL,6mm(0.235")ODx0.76mm(0.03")wallx127mm(5")L | 0 | 0 | 0.005 | 0
PAP60-8.5BA | Acce,Patch,AP,8.5mmODx1.5mmT,blk BA Overcoat | 161 | 0 | 2.984 | 2.984 | Lab-Ovh
00OF042 | Raw, label, 1.75” x 0.666”, Standard White Matte 60/sheet | 5308 | 0 | 0.00358 | 0.00396
411039 | Raw,Lead Glass Tubing,0.289"OD# | 0 | 0 | 0.0097 | 0
411039-100 | Sub,Cut,Lead Glass,7.34mm (0.289") OD x 100mm (3.95")L | 0 | 0 | 0 | 0
411039-113 | Sub,Cut,Lead Glass,7.34mm (0.289") OD x 133mm (4.45") L | 0 | 0 | 0 | 0
411040 | Raw,Lead Glass Tubing,0.275"OD# | 0 | 0 | 0.0097 | 0
411040-021 | Sub,Cut,Lead Glass,7mm (0.275") OD x 21.3mm (0.84") L | 0 | 0 | 0 | 0
44340016 | Raw,Boot, Shiny Black color, cover for male BNC, Aurora | 3777 | 0 | 0.20115 | 0.14586
412001 | Raw,Pyrex glass tubing,7mmOD x 1mm wall,.275 x .195 ID# | 15 | 0 | 4.6912 | 4.6912
412006 | Raw,Pyrex glass tubing 12mm x 1.5 mm# | 3 | 0 | 140 | 140
412006-050 | Sub,Cut,Pyrex Glass Tubing,12mm OD x 1.5mm wall x 50mm L | 0 | 0 | 140 | 0
412007-006 | Sub,Cut,Pyrex Glass Tubing,6mm OD x 1mm wall x 6mm L | 0 | 0 | 0.01 | 0
412008-070 | Sub,Cut,Pyrex GL Tubing,8mm(0.31")OD +/-0.4x1mm +/-0.1 wallx | 0 | 0 | 0 | 0
44340017 | Raw,Boot, Shiny Blue color, cover for male BNC, Aurora | 4560 | 0 | 0.09285 | 0.07895
44340018 | Raw,Boot, Shiny Green color, cover for male BNC, Aurora | 13489 | 0 | 0.20115 | 0.2
44340019 | Raw,Boot, Shiny Red color, cover for male BNC, Aurora | 774 | 0 | 0.20115 | 0.2115
SI1L2G1C2-057 | Sub,stem,pH,ASG II,0.235"/0.165"x2.22"L#H058Q-02-01 | 0 | 0 | 0.011 | 0
413006 | Raw,Lime Glass tube,0.124"ODx0.018"Wall. RoHS3# | 330.108 | 22.06 | 32.4282 | 22.06
413006-054 | Sub,Cut,LD GL tube,3.15mm(0.124")ODx0.46mm(0.018")wallx54mm( | 0 | 0 | 0.032 | 0
413006-100 | Sub,Cut,LD GL tube,3.15mm(0.124")ODx0.46mm(0.018")wallx100mm | 0 | 0 | 0.036 | 0
413006-115 | Sub,Cut,Lime,GL,3.15mm(0.124")ODx0.46mm(0.018")wallx4.5"L | 0 | 0 | 0.032 | 0
413006-131 | Sub,Cut,Lime GL tube,3.15mm(0.124")ODx0.46mm(0.018")wallx131 | 0 | 0 | 0.036 | 0
414001-145 | Sub,Cut,LD Free GL,6.25mm(0.246")X 0.9mm(0.035")wallx145mm(5 | 0 | 0 | 0.0097 | 0
414003 | Raw,Glass Tube,12mmX0.8mm; Lead-Free.# | 0 | 0 | 0.0097 | 2.9326
414003-036 | Sub,Cut,LD Free GL,12mm(0.472")ODx0.8mm(0.0315")wallx36mm(1. | 0 | 0 | 0.182 | 0
414003-045 | Sub,Cut,LD Free GL,12mm(0.472")ODx0.8mm(0.0315")wallx45.2mm( | 0 | 0 | 0 | 0
414003-053 | Sub,Cut,LD Free GL,12mm(0.472")ODx0.8mm(0.0315")wallx53mm(2. | 0 | 0 | 0.0097 | 0
414003-083 | Sub,Cut,LD Free GL,12mm(0.472")ODx0.8mm(0.0315")wallx83.82mm | 0 | 0 | 0 | 0
414003-087 | Sub,Cut,LD Free GL,12mm(0.472")ODx0.8mm(0.0315")wallx87mm(3. | 0 | 0 | 0 | 0
414003-091 | Sub,Cut,LD Free GL,12mm(0.472")ODx0.8mm(0.0315")wallx91mm(3. | 0 | 0 | 0.0097 | 0
414003-095 | Sub,Cut,LD Free GL,12mm(0.472")ODx0.8mm(0.0315")wallx95mm(3. | 0 | 0 | 0 | 0
414003-105 | Sub,Cut,LD Free GL,12mm(0.472")ODx0.8mm(0.0315")wallx105mm(4 | 0 | 0 | 0 | 0
414003-115 | Sub,Cut,LD Free GL,12mm(0.472")ODx0.8mm(0.0315")wall x115mm( | 0 | 0 | 0.0097 | 0
414003-120 | Sub,Cut,LD Free GL,12mm(0.472")ODx0.8mm(0.0315")wallx120mm(4 | 0 | 0 | 0 | 0
414003-124 | Sub,Cut,LD Free GL,12mm(0.472")ODx0.8mm(0.0315")wallx124mm(4 | 0 | 0 | 0 | 0
414003-127 | Sub,Cut,LD Free GL,12mm(0.472")ODx0.8mm(0.0315")wallx5"L | 0 | 0 | 0 | 0
414003-135 | Sub,Cut,LD Free GL,12mm(0.472")ODx0.8mm(0.0315")wallx130mm(5 | 0 | 0 | 0 | 0
414003-170 | Sub,Cut,LD Free GL,12mm(0.472")ODx0.8mm(0.0315")wallx170mm(6 | 0 | 0 | 0 | 0
414004 | Raw,Glass Tube,3.40mmX0.7mm; Lead-Free.# | 500 | 0 | 5.5845 | 2.62
414007 | Raw,Glass Tube,1.90mmX0.45mm; Lead-Free. RoHS2# | 618.703 | 0 | 60.6375 | 41.25
414007-065 | Sub,Cut,LD Free GL,1.9mm(0.075")ODx0.45mm(.018")wallx65mm(2. | 0 | 0 | 0.061 | 0
414009 | Raw,GL Tube,0.157"ODx0.11"+.005IDx.02~.025Wall.LD-Free | 95 | 0 | 26.5 | 26.5
414010 | Raw,Glass Tube,0.310"OD. Lead-Free. (Hua Bao)# | 423.862 | 0 | 4.9612 | 3.375
414010-055 | Sub,Cut,LD Free GL,7.87mm (0.310") OD x 55mm (2.17") L | 0 | 0 | 0.006 | 0
414010-070 | Sub,Cut,LD Free GL,7.87mm (0.310") OD x 70mm (2.74") L | 0 | 0 | 0.006 | 0
414010-075 | Sub,Cut,LD Free GL,7.87mm (0.310") OD x 75mm (2.95") L | 0 | 0 | 0.005 | 0
414010-130 | Sub,Cut,LD Free GL,7.87mm (0.310") OD x 130mm (5.13") L | 0 | 0 | 0.005 | 0
414011 | Raw,GL Tube,0.325"OD+/-0.005 x0.025"Wall. LD-Free. (Hua Bao) | 93 | 0 | 1.5 | 1.5
414011-006 | Sub,Cut,LD Free GL,8mm(0.325+/-0.005")ODx0.64mm(0.025")wallx | 0 | 0 | 0.002 | 0
414011-016 | Sub,Cut,LD Free GL,8mm(0.325+/-0.005")ODx0.6"L | 0 | 0 | 0.002 | 0
414012 | Raw,Glass Tube,0.195"OD Lead-Free. (Hua Bao)# | 451.632 | 0 | 1.8826 | 2.25
414012-038 | Sub,Cut,LD Free GL,4.95mm (0.195") OD x 38.1mm (1.5")L | 0 | 0 | 0.002 | 0
414012-080 | Sub,Cut,LD Free GL,4.95mm (0.195") OD x 80mm (3.10")L | 0 | 0 | 0.002 | 0
414012-135 | Sub,Cut,LD Free GL,4.95mm (0.195") OD x 135mm (5.35")L | 0 | 0 | 0.002 | 0
414013-095 | Sub,Cut,LD Free GL,4.2mm (0.165") OD X 95mm (3.75")L | 0 | 0 | 0.0097 | 0
414013-125 | Sub,Cut,LD Free GL,4.2mm (0.165") OD X 125mm (4.92")L | 0 | 0 | 0.002 | 0
414014 | Raw,Glass Tube,0.235"OD Lead-Free.# | 59.041 | 0 | 0.01764 | 0.01764
414014-051 | Sub,Cut,LD Free GL,5.97mm (0.235") OD x 50.8mm (2") L | 0 | 0 | 0.0097 | 0
414015 | Raw,GL tubing,0.375"OD+/-0.007 x 0.305 "ID+/-0.05 LD-Free# | 500 | 0 | 2.6769 | 2.625
415001 | Raw,Cust, GLASS BILLET,100G RADIOMETER C GLASS# | 250 | 0 | 1.87 | 1.7
421011 | Sub,Glass Cell, COND,K=10,CT02-01-002 RoHS2# | 40 | 0 | 5 | 5
421012 | Sub,Cond,Glass Cell,K=0.1,CT02-01-003 RoHS2# | 80 | 0 | 28 | 28
421013 | Raw,Glass Cell,K=10.0,CT01-01-002 RoHS2# | 11 | 0 | 4.8 | 4.8
421014 | Acce,pH Glass Stem. HFPTC-02-01 RoHS2# | 600 | 0 | 0.84172 | 0.21
425003 | CT Stem. Pt Plate w/out BK Platinzed. CTRML-01-01/1 RoHS2 | 15 | 0 | 12.5832 | 8.56
425016 | Raw,GL Part Set. (body & Refe tube) print Ploymetron 368422# | 4 | 0 | 2.625 | 2.625
425022 | Raw,Glass Part for B20B400. (F0R8G-01-01/01-02) RoHS2# | 132 | 0 | 3.069 | 3.069
425026 | Raw,Glass Part for E34M002. (R0R8G-01-01). RoHS2# | 50 | 0 | 2.0139 | 13.4982
425027 | Raw,Glass Part for 50086-00. (RR04G-01-11) RoHS2# | 29 | 0 | 24.8577 | 13.528
425028 | Raw,Glass Part for E34M004. (R0RGG-01-01/01-02). RoHS2# | 64 | 0 | 2.055 | 0
430007 | Raw,Test tube,GL 15mmOD X 85mmL w/ plain end 1000/CS (14-958 | 467 | 0 | 0.1993 | 0.19931
430009 | Raw,Taper Joint Tube# | 0 | 0 | 0.009 | 0
430010 | Raw,Glass,Test tube,16 x 125 mm,250 cs# | 1220 | 0 | 0.059 | 0.059
430013 | Raw,GL Vial w/ Cap 15 x 45 mm. 144/pk Kimble 60965D-1 RoHS3 | 407 | 0 | 0.4661 | 0.38812
430014 | Raw,Crystal Disc,DWG# FL451-01-01. w/ inspection report. RoH | 992 | 0 | 35.5924 | 24.2125
430021 | Raw,Glass Vial w/ Cap 19x51MM,144pcs/PK. 50-949-394 | 98 | 0 | 0.7125 | 0.7125
432340 | Solu,Standard, 20ppm Nitrate as N with pH7 Buffer, 500mL | 0 | 27.48 | 0.684 | 0.684
432349 | Elec,ISE,PVC,PVCM#MD0007-1 | 0 | 140.44 | 3.162 | 1.365
432350 | Elec,Ref,Molded ABS From AU,No Sensing Mem,SJ#F036D-X00-S0X- | 0 | 25.26 | 3.9571 | 3.9643
440002 | Raw,Antireflect,Clr,1.5x380x310mm Clarex RH20 MH21 Flat 001 | 0 | 0 | 127.6 | 127.6
440003 | Acce,Tubing,wht. 6"L/ea.# | 736 | 0 | 0.01779 | 0
441003-0001 | Sub,Nipple,GrayPVC,3/4"NPT,0.5"Step,1.05"ODX5"L#H087V-P4-01 | 424 | 0 | 8.691 | 8.691 | Lab-Ovh
441003-0003 | Sub,BODY,PVC Pipe,3/4" Sch 80,Gray.ROHS3,H076V-P4-01 | 39 | 0 | 11.897 | 11.897 | Lab-Ovh
441003-0004 | Sub,Nipple,3"L,PVC Pipe,3/4" Sch 80,Gray.ROHS3,CT14L-34-02 | 0 | 0 | 0.266 | 0
441004 | Raw,PVC Pipe,1/2" Sch80.ROHS2# | 10 | 0 | 1.25 | 1.25
441004-0001 | Sub,Insert,GrayPVC,0.775"ODx2.25"L#H087V-P4-02 | 162 | 0 | 4.032 | 4.032 | Lab-Ovh
441004-0002 | Sub,Tip,GrayPVC,0.773"ODx2.25"L4-hole Guard#H077V-P4-01 | 191 | 0 | 7.536 | 7.536 | Lab-Ovh
441004-0003 | Sub,Housing,GrayPVC,1/2"NPT,0.84"ODx5"L#H0PCV- 04-02 | 4 | 0 | 0.583 | 0.583
441005-0001 | Sub,Sensor Body,PVC Rod,1/2",Gray RoHS3,CAW1L-04-05 | 0 | 0 | 0.137 | 0
441005-0003 | Sub,Housing,PVC Rod,1/2",Gray RoHS3,H087V-04-01 | 0 | 0 | 0.382 | 0
441005-0004 | Sub,Insert,PVC Rod,1/2",Gray RoHS3,H087V-04-02 | 0 | 0 | 0.173 | 0
441005-0005 | Sub,Membrane Base,PVC Rod,1/2"x1.4"L,Gray,NOI9V-04-02 | 0 | 0 | 0.109 | 0
441005-0006 | Sub,Base Extension,PVC Rod,1/2",Gray RoHS3,NH77V-04-02 | 0 | 0 | 0.282 | 0
441005-0007 | Sub,Ag Wire Holder,PVC Rod,1/2",Gray RoHS3,DNHKV-04-02 | 0 | 0 | 0.028 | 0.028
441005-0008 | Sub,Body,PVC,Gray,0.472",0.42"ODx5.2"L, RoHS3,NH01V-14-01 | 52 | 0 | 2.523 | 2.441 | Lab-Ovh
441005-0009 | Sub,Cap,PVC,Gray,0.472"ODx0.755"L,RoHS3,NH01V-14-02 | 14 | 0 | 1.807 | 1.918 | Lab-Ovh
441005-0010 | Sub,Cap,PVC Rod,1/2",Gray RoHS3,NH01V-14-S2 | 0 | 0 | 0.058 | 0
441009 | Raw,PVC Rod,1/4" RoHS2#441009 | 0 | 0.28 | 0.34998 | 0.34998
441010 | Raw,PVC Rod,3/4" OD,Gray ROHS3# | 0 | 0 | 1.46 | 1.46
441012 | Raw,PVC Rod,5/8" Grey. RoHS2# | 65 | 0 | 0.8 | 0.8
441013 | Raw,PVC Nipple,3/4 x 3,SCH 80 RoHS2# | 0 | 0 | 0.262 | 0
441014 | Raw,PVC Nipple,1/2" X 5,SCH 80# | 256 | 0 | 1.2 | 0.0097
441018 | Raw,PVC Rod,3/8"OD,Grey RoHS3# | 0 | 0.83 | 0.83 | 0.83
441018-0001 | Sub,Body,PVC Rod,3/8"OD,Grey RoHS3#,T0BTV-04-02 | 0 | 0 | 6.6585 | 5.79
441019 | Raw,PVC Pipe,1/4" Sch40,Grey RoHS3# | 157 | 0 | 0.4594 | 0.4594
441020-0001 | Sub,Housing,PVC Rod,1",Gray. ROHS3,DO77V-04-01 | 0 | 0 | 0.541 | 0
441020-0002 | Sub,Adap,PVC Rod,1",Gray. ROHS3,DO77V-04-03 | 0 | 0 | 0.054 | 0
441032 | Raw,PVC Pipe,3/8" SCH40 Gray# | 20 | 0 | 2.81 | 2.81
441034 | Raw,PVC Rod,1/2" Yellow.# | 47 | 0 | 2.37 | 2.37
441035 | Raw,PVC Rod,1/2" OD,Green.ROHS3# | 55 | 0 | 0.24375 | 0.24375
441035-0001 | Sub,Probe Body,PVC Rod,1/2" OD,Green.ROHS3,CLYSV-04-01 | 0 | 0 | 0.041 | 0
441036 | Raw,PVC Rod,2 1/4" Grey RoHS3# | 20 | 0 | 14.24 | 6.0173
441043 | Raw,PVC Rod,2" Grey RoHS3# | 10 | 0 | 9.25 | 9.25
441043-0001 | Sub,Probe Body,PVC Rod,2" Grey RoHS3,TCASV-04-01 | 0 | 0 | 3.902 | 0
441043-0002 | Sub,Canister,PVC Rod,2" Grey RoHS3,TCASV-04-02 | 0 | 0 | 2.978 | 0
441045 | Raw,PVC Rod,3/4"OD. Yellow. ROHS3# | 0 | 0 | 1.35 | 1.35
441048 | Raw,PVC Rod,5/8",Blk RoHS2# | 35 | 0 | 2.28 | 2.28
441048-0001 | Sub,Sensing Disc Base,PVC Rod,5/8",Blk RoHS2,CLI9V-04-02 | 0 | 0 | 0.304 | 0
441048-0002 | Sub,Conn Housing,PVC Rod,Blk,0.54"ODx1.4"L,R0HS3,CTI9V-04-12 | 0 | 0 | 0.304 | 0
441048-0003 | Sub,Valve Body,PVC Rod,1/2",Blk RoHS3,FL03Q-14-01 | 0 | 0 | 0.38 | 0
441048-0005 | Sub,Junction Base,PVC Rod,5/8",Blk RoHS2,NHB1A-04-03 | 0 | 0 | 0.071 | 0
441048-0007 | Sub,Cap,Blk PVC Rod,0.6"ODx0.7"L,RHHTV-04-02 | 50 | 0 | 0.152 | 0.112
441048-0008 | Sub,Tube,PVC Rod,5/8",Blk RoHS3,SF15V-04-01 | 0 | 0 | 1.012 | 0
441048-0009 | Sub,Refillable Sleeve,PVC Rod,5/8",Blk RoHS2#,H0HRY-04-03 | 0 | 0 | 0.178 | 0
441048-0010 | Sub,Refillable Cap,PVC Rod,5/8",Blk RoHS2#,H0HRY-04-04 | 0 | 0 | 0.178 | 0
441051 | Raw,PVC Rod,1/2" OD,cow milk wht RoHS2# | 10 | 0 | 1.5 | 1.5
441052-0001 | Sub,Outer Housing,PVC Rod,3/4" OD BK RoHS2,F4ATV-04-02 | 0 | 0 | 0.016 | 0
441053 | Raw,PVC Rod,1/4",Blk RoHS3# | 20 | 0 | 0.85 | 0.85
441054 | Raw,PVC Rod,1",Blk RoHS2# | 64 | 0 | 2.42 | 2.42
441054-0001 | Sub,Out Ref Housing Base,PVC Rod,1",Blk RoHS2,F4ATV-04-01 | 0 | 0 | 0.002 | 0
441060-0001 | Sub,Body,PVC Blk,0.54"ODx3.3"L,RoHS2,NOI9V-04-01 | 0 | 0 | 0.293 | 0
441060-0002 | Sub,Outer Housing,PVC,Blk,0.5"ODx3.25"L,RoHS2,C7ISV-04-11 | 0 | 0 | 0.273 | 0
220004-0001 | Sub,FBNC remachined,cut pin,slot,thread per DOR2A-04-07-R | 86 | 0 | 0.859 | 0.866
449006-0048 | Sub,Cartridge Cap,ABS Rod Blk,0.5"ODx0.79"L,DOR2A-04-04 | 40 | 0 | 0.125 | 0
441070-0001 | Sub,Body,PVC Pipe,3/8",Sch40,Blk RoHS2,CT43V-04-01 | 0 | 0 | 0.191 | 0
441070-0002 | Sub,Cap,PVC Pipe,3/8",Sch40,Blk RoHS2,CT43V-04-02 | 0 | 0 | 0.191 | 0
441072 | Raw,PVS Rod,2-1/2" OD,DWV wht# | 0 | 0 | 11.4 | 0
441096 | Raw,PVC Rod,5/8" OD,Clear.ROHS3# | 55 | 0 | 3.51 | 3.51
441097 | Raw,PVC Rod,1-1/8"OD,Gray. ROHS3# | 127 | 0 | 2.32 | 2.32
441098 | Raw,PVC Rod,7/8"OD,Gray. ROHS3# | 100 | 0 | 2 | 2
441098-0001 | Sub,CT Tube Holder,PVC Rod,7/8"OD,GY. ROHS3,CT87V-D4-02 | 0 | 0 | 0.278 | 0
441098-0002 | Sub,Strain Relief,PVC Rod,7/8"OD,GY. ROHS3,TCASV-04-04 | 0 | 0 | 0.204 | 0
441098-0003 | Sub,Base,PVC Rod,7/8"OD,Gray. ROHS3,FL77V-P4-05 | 0 | 0 | 0.002 | 0
441098-0004 | Sub,TOP PIECE,PVC Rod,7/8"OD,Gray. ROHS3,H076V-P4-02 | 13 | 0 | 4.636 | 4.432 | Lab-Ovh
441099 | Raw,PVC Rod,5/8"OD. Yellow. ROHS3# | 0 | 0 | 0.96 | 0.96
441101 | Raw,PVC Rod,1/2" OD,Clear w/ No Tint RoHS2# | 85 | 0 | 2.728 | 3.55
441101-0001 | Sub,Tubing,PVC Rod,1/2" OD,Clear w/ No Tint RoHS2,SALTB-04-0 | 0 | 0 | 0.24 | 0.311
441110 | Raw,PVC Tubing,BK. 0.0156"ID x 0.010"Wallx2500'L (26G) RoHS3 | 14481.647 | 0 | 0.4125 | 0.4125
441111 | Raw,PVC Tubing,RED. 0.0156"ID x 0.010"Wallx2500'L (26G) RoHS | 12509.388 | 0 | 0.41 | 0.4125
441112 | Raw,PVC Tubing,Green. 0.0159"ID x 0.010"Wallx2500'L (26G) Ro | 4972.75 | 0 | 0.26 | 0.26
441113 | Raw,PVC Tubing,YL. 0.0159"ID x 0.010"Wallx2500'L (26G) RoHS3 | 2496.75 | 0 | 0.22 | 0.22
441114 | Raw,PVC Tubing,BL. 0.0159"ID x 0.010"Wallx2500'L (26G) RoHS3 | 2496.75 | 0 | 0.22 | 0.22
441116 | Raw,PVC Tubing,Clear,3/16"ID x 5/16"OD,65psi# | 0 | 0 | 0.1727 | 0.1727
441117 | Raw,PVC Rod,5/8"OD,Red# | 365 | 0 | 4.11 | 4.11
441117-0001 | Sub,Sealing Ring,PVC Rod,5/8"OD,Red,R0PCV- 04-05 | 0 | 0 | 0.095 | 0
441117-0002 | Sub,Top Piece,PVC Rod,5/8"OD,Red,R0PCV- 04-06 | 0 | 0 | 0.182 | 0
441119 | Raw,PVC Pipe,2"OD SCH 80,Gray. ROHS2# | 40 | 0 | 2.51 | 2.51
441120 | Raw,PVC Rod,3/4",Red. ROHS3# | 0 | 0 | 1.7 | 1.39
441125 | Raw,PVC Rod,7/8"OD,BLK RoHS3# | 230 | 0 | 3.76 | 3.76
441125-0001 | Sub,Cap,PVC Rod,7/8"OD,BLK RoHS3,A0MHA-04-03 | 60 | 0 | 0.417 | 0.417
441126 | Raw,PVC Tubing,18 gauge,standard wall (0.042"ID*0.016"W),Cle | 0 | 0 | 0.03 | 0.03
441127 | Raw,PVC Rod,2-1/4",Blk RoHS3# | 10 | 0 | 30.71 | 30.71
441127-0001 | Sub,Bottom Housing,PVC Rod,2-1/4",Blk RoHS3,A0MHA-04-01/1 | 30 | 0 | 4.261 | 4.261
441127-0002 | Sub,Mid Housing,PVC Rod,2-1/4",Blk RoHS3,A0MHA-04-02 | 49 | 0 | 8.863 | 8.863
441130 | Raw,PVC Rod,1/2",Blk RoHS3# | 81 | 0.77 | 1.96 | 1.96
441130-0002 | Sub,Disc Base,0.4"ODx1.955"L,Blk PVC Rod#CL61V-A4-02 | 8 | 0 | 0.435 | 0.435
441130-0004 | Sub,Top Piece,.3"ODx.155"/.09"IDx.08"L,Blk PVC,MD022-04-02 | 1900 | 0 | 3.64 | 3.64
441130-0005 | Sub,Wire Routing,0.47"ODx.58"L,PVC,Blk,CTHLV-04-04 | 1655 | 0 | 3.4391 | 2.89
441130-0006 | Sub,Disc Base,0.4"ODx1.255"L,PVC ROD,BK,CUGBZ-A4-04 | 0 | 0 | 0.24 | 0
441130-0007 | Sub,Support disc,.425"ODx.15"L,Blk,PVC,CT25I-04-02,ZSEN044 | 209 | 0 | 3.348 | 3.198 | Lab-Ovh
441130-0008 | Sub,Top Piece,PVC Rod,1/2",Blk RoHS3,SALTB-04-01 | 0 | 0 | 0.077 | 0.03
441130-0009 | Sub,Cap Membrane,PVC,0.39"ODx0.09"L,Blk RoHS3,DNOCL-04-03 | 0 | 0 | 0.018 | 0.007
441130-0010 | Sub,CL Body,PVC Rod,1/2",Blk RoHS3,DNOCL-04-08 | 0 | 0 | 0.065 | 0.023
441130-0011 | Sub,Base Sleeve,0.4"ODx0.505"L,PVC Rod,Blk,CAB9A-M4-04 | 0 | 0 | 0.093 | 0
441130-0012 | Sub,Membrane Base ,PVC Rod,1/2" ROD,BK,CA43A-T4-01 | 0 | 0 | 0.392 | 0
441130-0013 | Sub,Membrane Base ,PVC Rod,1/2" ROD,BK,CA43A-T4-02 | 0 | 0 | 0.37 | 0
441130-0014 | Sub,Disc Base,PVC,Blk,0.4"/0.38"ODx1.955"L#NH61V-A4-02 | 51 | 0 | 0.435 | 0.435
441130-0016 | Sub,Base Sleeve,PCV,Blk,.48"ODx.255"L,NH43A-04-04 | 0 | 0 | 0.065 | 0
441130-0017 | Sub,Conn Housing,Blk PVC,0.44"ODx1.39"L,RHHTV-04-03 | 10 | 0 | 0.261 | 0.102
441130-0018 | Sub,Junction Base,Blk PVC,0.5"ODx0.25"L,RHHTV-04-05 | 31 | 0 | 0.046 | 0.041
441130-0019 | Sub,Valve Body,1/2" PCV Rod,Blk RoHS3,FL03Q-04-01 | 0 | 0 | 0.326 | 0.0097
441133 | Raw,PVC Rod,1/2" red RoHS2# | 215 | 0 | 3.43 | 3.43
442002 | Raw,Gray, CPVC Rod,5/8" OD. ROHS3# | 135 | 1.99 | 1.99 | 2.4
442002-0001 | Sub,Retainer Ring,CPVC Rod,5/8" OD,H0ACC-04-05 | 17 | 0 | 1.808 | 1.808 | Lab-Ovh
442002-0002 | Sub,Body,CPVC Rod,5/8" OD,6883C-04-01 | 175 | 0 | 6.69 | 6.69
442002-0003 | Sub,Cap,CPVC Rod,5/8" OD,6883C-04-02 | 375 | 0 | 8.25 | 8.25
442003 | Raw,CPVC Rod,1/4" RoHS2# | 0 | 0 | 0.53 | 0.53
442003-0001 | Sub,TC Housing,CPVC Rod,1/4" RoHS2#,H0H9C-04-06 | 0 | 0 | 0.148 | 0
442004 | Raw,CPVC Rod,1/2" RoHS3# | 100 | 0 | 1.7 | 1.7
442004-0001 | Sub,pH Stem Holder,CPVC Rod,1/2" RoHS3#,6581C-04-02 | 0 | 0 | 1.415 | 0
442004-0002 | Sub,Body,CPVC Rod,1/2" RoHS3#,6882C-04-01 | 28 | 0 | 0.453 | 0.453
442004-0003 | Sub,Cap,CPVC Rod,0.475"ODx0.67"L,6882C-04-02 | 41 | 0 | 0.132 | 0.132
442004-0004 | Sub,Insert,0.395"ODx0.715"L,CPVC Rod,RH5YC-04-01 | 40 | 0 | 0.132 | 0.108
442005-0001 | Sub,Top Piece,CPVC Rod,3/4" OD,H0ACC-04-04 | 110 | 0 | 1.826 | 1.826 | Lab-Ovh
442005-0002 | Sub,Body,CPVC Rod,3/4" OD,CN77K-04-02 | 0 | 0 | 1.538 | 0
442007 | Raw,CPVC Rod,1" RoHS3# | 5 | 0 | 7.46 | 7.46
442007-0001 | Sub,Base,0.80"ODx1.25"L,CPVC Rod,R076C-P4-02 | 36 | 0 | 0.911 | 0.374
442008-0001 | Sub,Housing,CPVC Pipe,1/2",Sch80 RoHS3,H0PKC-04-02 | 0 | 0 | 0.295 | 0
442008-0002 | Sub,Housing Extension,CPVC Pipe,1/2",Sch80 RoHS3,H0PKC-04-02 | 0 | 0 | 0.527 | 0
442008-0003 | Sub,Tip,CPVC Pipe,1/2",Sch80 RoHS3,R077C-P4-01 | 45 | 0 | 7.671 | 7.671 | Lab-Ovh
442008-0004 | Sub,Housing,CPVC Pipe,1/2",Sch80 RoHS3,HFPTC-04-01 | 0 | 0 | 0.738 | 2.14
442010-0003 | Sub,Body,5"L,CPVC Pipe,3/4 " Sch80,ROHS3,R077C-P4-02 | 330 | 0 | 4.7362 | 3.98
442010-0004 | Sub,Probe Body,CPVC Pipe,3/4 " Sch 80. ROHS3,HFPTC-04-02 | 361 | 0 | 1.656 | 0.32904
442013-0001 | Sub,pH Housing,CPVC Rod,3/8" RoHS2#,H0H9C-04-05 | 0 | 0 | 0.252 | 0
442013-0002 | Sub,Junction Backing,CPVC Rod,3/8" RoHS2#,H0H9C-04-08 | 0 | 0 | 0.02 | 0
442014 | Raw,CPVC Pipe,1",SCH 80 RoHS2# | 113 | 0 | 1.6864 | 1.6864
442014-0001 | Sub,Lower Housing,CPVC Pipe,1",SCH 80 RoHS2,H0H9C-04-01 | 0 | 0 | 0.486 | 0
442014-0002 | Sub,Upper Housing,CPVC Pipe,1",SCH 80 RoHS2,H0H9C-04-02 | 0 | 0 | 0.599 | 0
442015 | Raw,CPVC Rod 1 1/8" OD.ROHS3# | 3 | 0 | 7.64 | 7.64
442016 | Raw,CPVC Rod,1 1/4 " OD Grey RoHS3# | 0 | 0 | 4.5995 | 4.5995
442016-0001 | Sub,Sensor Tip,CPVC Rod,1 1/4 " OD Grey RoHS3#,H0H9C-04-04 | 0 | 0 | 0.47 | 0
442017 | Raw,CPVC Pipe,1/4",SCH 40# | 20 | 0 | 1.75 | 1.75
442017-0001 | Sub,Body,CPVC Pipe,1/4",SCH 40#,6581C-04-01 | 0 | 0 | 0.2 | 0
442019 | Raw,CPVC Rod,1 1/2" OD RoHS2# | 67 | 0 | 10.85 | 10.85
442027-0002 | Sub,Insert,0.775"ODx2.25"L,CPVC Pipe,1/2",SCH40,H087C-04-02 | 393 | 0 | 4.1055 | 3.45
442029 | Raw,CPVC Rod,1-3/8"OD.ROHS3# | 10 | 0 | 10.29 | 10.29
442029-0001 | Sub,Cap,CPVC Rod,1-3/8"OD.ROHS3#,H0H9C-04-03 | 0 | 0 | 1.028 | 0
443001 | Raw,Tubing,Epoxy, Black, 0.137"OD x 0.106"ID | 46 | 0 | 10.03 | 10.03
443003 | Raw,Tubing,Epoxy, Black, 0.200"OD x 0.140"ID | 42 | 0 | 5.32 | 5.32
443003-0001 | Sub,Extension Tube,Epoxy Tube,Blk,0.200"ODx0.140"ID RoHS3,DO | 0 | 0 | 2.657 | 0
443003-0002 | Sub,Al Extension Tube,Epoxy Tube,Blk,0.200"ODx0.140"ID RoHS3 | 0 | 0 | 2.657 | 0
443004 | Raw,Tubing,Epoxy, Black, 0.476"OD x 0.200"ID | 51 | 0 | 5.36 | 5.36
443004-0003 | Sub,Tube,BK Epoxy Tube,.476"OD X .200 RoHS3,CU01L-S4-01 | 26 | 0 | 2.677 | 2.677
443004-0004 | Sub,FL Tube,BK Epoxy,0.476"ODx5.32"L,FL25L-04-01 | 0 | 0 | 2.677 | 2.677
443004-0005 | Sub,Elec Body,BK Epoxy Tube,0.47" ODx0.3" ID,CAW1L-04-01 | 0 | 0 | 1.904 | 0
443004-0007 | Sub,Tube,BK Epoxy Tube,.476"ODx4.65"L,CU15L-04-01 | 0 | 0 | 2.38 | 0
443005 | Raw,Tubing,Epoxy, Blue, 0.375"OD x 0.313"ID | 600 | 0 | 2.565 | 2.565
443006 | Raw,Tubing, Epoxy, Blue, 0.476"OD x 0.395"ID (VLC 00054905) | 1376.757 | 5.09 | 5.46 | 5.09
443006-0001 | Sub,Body,Epoxy Tube,BL,.476"x.395x4.1"L,RoHS3,RH35T-14-01 | 75 | 0 | 3.447 | 3.157 | Lab-Ovh
443006-0002 | Sub,Body,Epoxy Tube,BL,.472"x5.32"L,no print,H035T-B4-01 | 71 | 0 | 4.102 | 3.869 | Lab-Ovh
443006-0003 | Sub,Body,Epoxy Tube,BL,0.476"+/-0.005x0.395x4. RoHS3,H035T-F | 0 | 0 | 2.424 | 0
443006-0004 | Sub,Body,Epoxy Tube,BL,0.476"x5.32"L,H035Q-S4-01 OAKTONprint | 81 | 0 | 3.586 | 3.367 | Lab-Ovh
443007 | Raw,Tubing,Epoxy, Red, 0.476"OD x 0.395"ID (VLC 00050395) | 775 | 0 | 5.74 | 5.74
443010 | Raw,Tubing,Epoxy, Smokey Gray, 0.312"OD x 0.275"ID | 0 | 15.95 | 18.22 | 14.91
443011 | Raw,Tubing,Epoxy, Black, 0.476"OD x 0.300"ID | 0 | 9.24 | 7.07 | 7.07
443012 | Raw,Tubing, Epoxy, Black, 0.476"OD X 0.395"ID (VLC 00050035) | 0 | 4.06 | 3.62 | 4.3
443012-0001 | Sub,Body,Epoxy Tube,Blk,.476"ODx.395 ID RoHS3,H028L-94-01 | 35 | 0 | 2.342 | 2.342 | Lab-Ovh
443012-0002 | Sub,Probe Tube,Epoxy Tube,Blk,.476" ODx.395 ID RoHS3,H028L-A | 0 | 0 | 1.687 | 0
443012-0003 | Sub,Tube Body,Epoxy Tube,Blk,.476" ODx.395 IDx5.32" L RoHS3, | 0 | 0 | 2.718 | 2.639 | Lab-Ovh
443012-0004 | Sub,Tube Body,Epoxy Tube,Blk,.476" ODx.395 IDx2.46" L RoHS3, | 63 | 0 | 1.754 | 0.735 | Lab-Ovh
443012-0005 | Sub,Body,Epoxy Tube,Blk,0.476" ODx0.395" IDx2.46" L RoHS3,NH | 0 | 0 | 1.808 | 0
443012-0006 | Sub,Body,Epoxy Tube,Blk,0.476" ODx0.395" IDx5.12" L RoHS3,CT | 0 | 0 | 1.808 | 0
443012-0007 | Sub,Body,Epoxy Tube,Blk,0.476" ODx0.395" IDx2.46" L RoHS3,NH | 0 | 0 | 0.004 | 0.0097
443012-0008 | Sub,Probe Tube,Epoxy,Blk,.476"ODx4.65"L,2 slots,CTRML-04-01 | 22 | 0 | 0.004 | 0.003
443012-0009 | Sub,Body,Black Epoxy, .0.476"ODx0.395"IDx5.12"L#CL43L-04-03 | 188 | 0 | 3.78 | 3.612 | Lab-Ovh
443012-0010 | Sub,Body,Epoxy,Blk,0.476"ODx0.395"IDx5.32"L,K=1,#CT23L-E4-01 | 16 | 0 | 1.728 | 1.298
443016 | Raw,Tubing,Epoxy, Clear, 0.476"OD x 0.395"ID (VLC 00052101) | 849.95 | 0 | 5.23 | 5.23
443016-0001 | Sub,Body,EpoxyClr,0.476"ODx5.32"L,H035Q-S4-01"OAKTON"printed | 180 | 0 | 3.169 | 3.169 | Lab-Ovh
443016-0002 | Sub,Body,Epoxy Tube,Clr,0.476"ODx4.225"L#NH45Q-14-04 | 44 | 0 | 2.903 | 2.93
443016-0003 | Sub,FL,Outer Body,Epoxy Tube,Clr,0.476"ODx4.8"L,FL03Q-04-04 | 13 | 0 | 2.322 | 2.358
443016-0005 | Sub,Body,Epoxy Tube,Clr,0.476" ODx0.395" ID RoHS3,NH45Q-04-0 | 87 | 0 | 2.38 | 1.765
443016-0006 | Sub,Body,Epoxy Tube,Clr,0.476"ODx5.32"L,4 holes,H0DKQ-04-01 | 9 | 0 | 2.903 | 2.153
443017 | Raw,Tubing,Epoxy, Amber, 0.476"OD x 0.395"ID | 1696 | 5.16 | 5.74 | 5.31
443022 | Raw,Tubing,Epoxy, DARKER Smokey Gray, 0.476"OD x 0.395" | 662.4 | 4.67 | 5.47 | 5.47
443022-0001 | Sub,Tube,Epoxy,Smoky Grey,.0472x4.845"L,Intellical print | 1046 | 0 | 5.676 | 5.676 | Lab-Ovh
443022-0003 | Sub,Body,Epoxy,Grey,0.475"ODx5.32"L,w/Slot,H0HGY-04-01 | 0 | 0 | 2.696 | 0
443035 | Raw,Tubing,Epoxy, Clear, 0.476"OD x 0.350"ID | 87 | 0 | 8.43 | 8.43
443035-0001 | Sub,Elec Body,Epoxy Tube,Clr,0.476 x.350 RoHS3,H058Q-04-03 | 448 | 0 | 6.618 | 6.491 | Lab-Ovh
443036 | Raw,Tubing,Epoxy, LIGHT Smokey Gray, 0.476"OD X 0.395"ID | 0 | 5.42 | 5.42 | 4.94
443036-0002 | Sub,Body,Epoxy Tube,Gray,0.476"ODx5.32"L,H038J-14-01 | 10 | 0 | 2.707 | 2.116
443037 | Raw,Tubing,Epoxy, Black, 0.750"OD x 0.610"ID | 0 | 0 | 9.45 | 9.45
443038 | Raw,Tubing,Epoxy, Black, 0.580"OD x 0.490"ID | 1248 | 0 | 3.97 | 6.49
443038-0001 | Sub,CT Body,Epoxy Tube,Blk,.580 X .490x5.32",CT40L-A4-01 | 100 | 0 | 2.632 | 3.876 | Lab-Ovh
443038-0002 | Sub,Body,Epoxy Tube,Blk,.58"ODx2"L RoHS3#,CTEKL-04-01 | 145 | 0 | 1.316 | 1.316 | Lab-Ovh
443038-0003 | Sub,Body,Epoxy Tube,Blk,.580 X .490x5.32" RoHS3#,CTH1L-04-01 | 0 | 0 | 1.984 | 0
443039 | Raw,Tubing,Epoxy, Amber, 0.475"OD x 0.350"ID (VLC 00050044) | 1193 | 0 | 5.47 | 5.47
443039-0001 | Sub,Refe Tube,Epoxy Tube,Amber,0.475 ODx 0.350 ID RoHS3,RHHA | 0 | 0 | 1.214 | 0
443060 | Raw,Tubing,Epoxy, Black, 0.500"OD X 0.400"ID | 88 | 0 | 2.1396 | 2.1396
443061 | Raw,Tubing,Epoxy, Black, 0.280"OD x 0.200"ID | 106 | 0 | 3.066 | 3.066
443062 | Raw,Tubing,Epoxy, Black, 0.375"OD x 0.250"ID | 31 | 0 | 5.49 | 5.49
443063 | Raw,Tubing,Epoxy, Black, 0.168"OD x 0.117"ID | 0 | 1.78 | 1.5425 | 1.5425
443063-0001 | Sub,Probe Tube,Epoxy Tube,BK 0.168"ODx0.117"ID RoHS3,ARSWX-0 | 0 | 0 | 0.514 | 0
443065 | Raw,Tubing,Epoxy, Black, 0.270"OD x 0.201"ID | 100 | 0 | 6.8 | 6.8
443065-0001 | Sub,Tube,Epoxy Tube,BK 0.270"ODx2.56"L(65mm)#F0PRL-14-01 | 47 | 0 | 1.661 | 1.597
444001 | Raw,Kynar Rod,7/8" Natural RoHS2# | 0 | 0 | 18.5 | 18.5
444001-0001 | Sub,Tip,Kynar Rod,7/8" Natural RoHS2,CN77K-04-01 | 0 | 0 | 3.902 | 0
444004 | Raw,Kynar Rod,5/8",Natural RoHS3# | 53 | 0 | 6.47 | 6.47
444004-0001 | Sub,Junction Base,Kynar Rod,5/8",Natural RoHS3,H087V-04-03 | 420 | 0 | 2.8203 | 2.37
444004-0002 | Sub,pH stem ,Kynar Rod,5/8",Natural RoHS3,H060K-24-01 | 0 | 0 | 0.0097 | 0
444004-0003 | Sub,Junction Base,Kynar Rod,5/8",Natural RoHS3,HFPTC-04-03 | 577 | 0 | 4.33 | 4.33
444009 | Raw,Kynar Pipe,1/2",SCH 80,Red.ROHS2# | 35 | 0 | 14.39 | 14.39
444009-0001 | Sub,Tip,Kynar Pipe,1/2",SCH 80,Red.ROHS2,ASACF-04-01 | 0 | 0 | 18.005 | 0.855 | Lab-Ovh
444009-0002 | Sub,Probe Body,Kynar Pipe,1/2",SCH 80,Red.ROHS2,ASAGF-04-01 | 47 | 0 | 34.092 | 3.49 | Lab-Ovh
444014 | Raw,Kynar Pipe,3/4",SCH 80,Red.ROHS2# | 24 | 0 | 12.768 | 12.768
444014-0001 | Sub,Housing,1"ODx3"L,3/4"-14NPT,Kynar,Red.ROHS2,ASACF-04-02 | 0 | 0 | 30.607 | 2.397 | Lab-Ovh
444019 | Raw,Kynar Rod,1/2",Natural. ROHS3# | 15 | 0 | 4.9672 | 4.9672
444020 | Raw,Kynar Pipe,1/2" SCH 80,Natural RoHS3# | 40 | 0 | 5.346 | 5.346
444020-0001 | Sub,Body,Kynar Rod,1/2",Natural. ROHS3,T0N2K-04-01 | 8 | 0 | 2.492 | 2.492
444021 | Raw,Kynar Rod,1 1/4" BK.ROHS2# | 24 | 0 | 33.84 | 33.84
444022-0001 | Sub,Tube Extension,Kynar Pipe,1",SCH 80,Blk RoHS3,A052K-04-0 | 0 | 0 | 28.283 | 0
444022-0002 | Sub,Housing,Kynar Pipe,1",SCH 80,Blk RoHS3,H068K-04-01 | 0 | 0 | 8.05 | 8.05
444023 | Raw,Kynar Pipe,3/4",SCH 80,Blk Pack w/individual plasic bag | 0 | 14.49 | 13.8 | 13.85
444023-0001 | Sub,Body,4.1"L,Kynar Pipe,3/4",SCH 80,Blk#H068K-04-02 | 3 | 0 | 5.793 | 5.793
444023-0002 | Sub,Body,Kynar Pipe,3/4",SCH 80,Blk H0PFK-04-01 | 0 | 0 | 6.951 | 0
444023-0003 | Sub,Body,Kynar Pipe,3/4",SCH 80,Blk R0PGK-04-01 | 0 | 0 | 0.165 | 0
444023-0004 | Sub,Body,Kynar Pipe,3/4",SCH 80,Blk H082K-04-01 | 0 | 0 | 5.793 | 0
444023-0005 | Sub,Body,Kynar Pipe,3/4",SCH 80,Blk HLPTK-14-03 | 0 | 0 | 5.793 | 0
444024 | Raw,Kynar Pipe,1/2",SCH 80,Black Color | 195 | 10.51 | 10.01 | 11.49
444024-0001 | Sub,Body,Kynar,Blk,0.84"ODx5'L,1/2"NPT,#NHN2K-04-01 | 38 | 0 | 12.63 | 12.63 | Lab-Ovh
444024-0002 | Sub,Body,Kynar Pipe,1/2",SCH 80,Blk Pack w/ individual plast | 0 | 0 | 4.666 | 0
444024-0003 | Sub,Body,Kynar Pipe,1/2",SCH 80,Blk Pack w/ individual plast | 0 | 0 | 4.111 | 0
444025 | Raw,Kynar Rod,1 1/8" BK RoHS2# | 0 | 25.31 | 37.8 | 37.8
444025-0001 | Sub,Body,Kynar Rod,1 1/8" BK RoHS2,R0F3K-34-02 | 0 | 0 | 13.846 | 0
444025-0002 | Sub,Guard Body,Kynar Rod,1 1/8" BK RoHS2,R053K-04-02 | 0 | 0 | 13.636 | 0
444026 | Raw,Kynar Rod,1" BK RoHS2# | 2 | 20.96 | 24.37 | 24.37
444026-0001 | Sub,Junction Base,Kynar Rod,1" BK RoHS2,R0F3K-34-03 | 0 | 0 | 0.568 | 0
444026-0002 | Sub,Junction Base,Kynar Rod,1" BK RoHS2,H068K-04-03 | 20 | 0 | 0.811 | 0.841
444026-0003 | Sub,Top Piece,Kynar Rod,1" BK RoHS2,H0F3K-04-04 | 0 | 0 | 0.024 | 0
444032 | Raw,Kynar Rod,1 1/2",Natural RoHS2# | 0 | 0 | 66.33 | 66.33
444032-0001 | Sub,Tube Tip,Kynar Rod,1 1/2",Natural RoHS2,A052K-04-02 | 0 | 0 | 15.461 | 0
444032-0002 | Sub,Ferrule,Kynar Rod,1 1/2",Natural RoHS2,A052K-04-02 | 0 | 0 | 2.945 | 0
444032-0003 | Sub,Compression Ring,Kynar Rod,1 1/2",Natural RoHS2,A052K-04 | 0 | 0 | 0.957 | 0
444039 | Raw,Kynar Rod,3/4",Natural. ROHS3# | 8 | 0 | 15.29 | 15.29
444039-0001 | Sub,Insert,Kynar Rod,3/4",Natural. ROHS3,T0N2K-04-02 | 0 | 0 | 0.849 | 0.435
444039-0002 | Sub,Top Piece,Kynar Rod,3/4",Natural. ROHS3,T0N2K-04-03 | 10 | 0 | 0.34 | 0.174
444039-0003 | Sub,Housing,Kynar Rod,3/4",Natural. ROHS3,T0PLK-04-01 | 0 | 0 | 8.656 | 0
444040 | Raw,Kynar Rod,3/32" Natural RoHS2#AO0017 | 440 | 0.92 | 0.88 | 0.86667
444049 | Raw,Kynar Rod 3/4" BK. ROHS3# | 23 | 17.69 | 16.53 | 16.53
444049-0001 | Sub,Top Piece,Kynar,Blk,0.65"ODx0.20"L,H0N2K-04-02 | 86 | 0 | 2.626 | 2.56 | Lab-Ovh
444049-0002 | Sub,Body,Kynar Rod 3/4" BK. ROHS3,H087K-M4-01-R | 0 | 0 | 7.707 | 0
444051 | Raw,Kynar Pipe,1/2",SCH 40 Blk. ROHS3# | 84 | 6.37 | 5.95 | 5.95
444052-0001 | Sub,Junction Base,Kyner Rod,3/8"OD BK RoHS2 ,H087K-M4-03 | 0 | 0 | 0.114 | 0
444053 | Raw,Kynar Rod,1-3/8",Natural RoHS2# | 22 | 0 | 28.5394 | 28.5394
444055 | Raw,Kynar Rod,7/8"OD BK RoHS3# | 494 | 24.85 | 18.2 | 18.2
444055-0001 | Sub,Tip,Kynar Rod,7/8"OD BK RoHS3,H0T3K-94-02 | 56 | 0 | 1 | 1.818
444057 | Raw,Kynar Rod,1/8",Natural. ROHS3# | 28 | 0 | 1.65 | 1.65
444058 | Raw,Kynar Rod,1/4" dai,Natural# | 0 | 0 | 1.75 | 1.75
444201 | Raw,Kynar Rod,Porous.0.077"ODx0.748"L;18-35micron 111356 | 6010 | 4.29 | 5.115 | 4.45
444202 | Raw,Kynar Rod,1 3/4",Natural RoHS2# | 2 | 0 | 48.0272 | 48.0272
444204 | Raw,Kynar Rod,1/2" OD,BK. ROHS3# | 0 | 0 | 4.15 | 4.15
444204-0001 | Sub,Inner Body,Kynar Rod,1/2" OD,BK. ROHS3,H087K-M4-02 | 0 | 0 | 0.004 | 0
444206-0001 | Sub,Compression Body,Kynar Rod,2" Natural RoHS2,A052K-04-03 | 0 | 0 | 11.782 | 0
444206-0002 | Sub,Compression Cap,Kynar Rod,2" Natural RoHS2,A052K-04-08 | 0 | 0 | 4.713 | 0
444206-0003 | Sub,Thread Nipple,Kynar Rod,2" Natural RoHS2,A052K-04-10 | 0 | 0 | 10.099 | 0
445003 | Raw,Teflon Rod,1/2" OD wht RoHS2# | 5 | 0 | 2.25 | 2.25
445003-0001 | Sub,Junction Base,Teflon Rod,1/2" OD wht RoHS2,H028L-54-02 | 0 | 0 | 1.378 | 1.378 | Lab-Ovh
445003-0002 | Sub,MEM Holder Base,Teflon Rod,1/2" OD wht RoHS2,CO35A-A4-06 | 60 | 0 | 0.02 | 0.022
445003-0003 | Sub,MEM Holder Cap,Teflon Rod,1/2" OD wht RoHS2,CO35A-A4-07 | 89 | 0 | 0.012 | 0.016
445003-0004 | Sub,Clip,Teflon Rod,1/2" OD wht RoHS2,F0P5G-04-06 | 0 | 0 | 0.012 | 0
445003-0005 | Sub,Probe Housing,Teflon Rod,1/2" OD wht RoHS2,R0RTG-04-01 | 0 | 0 | 0.899 | 0
445003-0006 | Sub,Clip,Teflon Rod,1/2" OD wht RoHS2,F0P3G-04-01 | 0 | 0 | 0.016 | 0.014
445003-0007 | Sub,J Base,0.170"L,Teflon Rod,1/2" OD wht RoHS2,R0PCV-04-03 | 15 | 0 | 0.038 | 0.046
445004 | Raw,Teflon Rod,3/4" OD wht RoHS3# | 0 | 0 | 5.15 | 5.15
445004-0001 | Sub,Top Piece,white Teflon.75"ODx0.32"IDx0.2"L,H077M-04-03 | 66 | 0 | 1.867 | 0.121 | Lab-Ovh
445005 | Raw,Teflon Rod,1/4" OD wht RoHS2# | 7 | 0 | 2.3 | 2.3
445005-0001 | Sub,Plug,Teflon Rod,0.21"ODx0.6"L,wht RoHS2,F0PRM-14-03 | 75 | 0 | 0.128 | 0.128
445005-0002 | Sub,Plug,Taper,Teflon Rod,0.210"OD wht RoHS2,F0PRL-24-03 | 22 | 0 | 1.894 | 1.819 | Lab-Ovh
445005-0004 | Sub,MEM Support Disc,Teflon Rod,1/4"ODx.06"L,wht,NOI9V-04-04 | 0 | 0 | 0.013 | 0
445008 | Raw,Teflon Rod,5/8" OD,wht RoHS3# | 3 | 0 | 16.6667 | 1.98
445008-0001 | Sub,Cap,Teflon Rod 5/8" OD wht RoHS3,F0DRG-34-01 | 0 | 0 | 1.665 | 0
445008-0002 | Sub,Cap,Teflon Rod 5/8" OD wht RoHS3,F0DRG-04-04 | 0 | 0 | 0.017 | 0.002
445008-0003 | Sub,Junction Base,Teflon Rod,1/2" OD wht RoHS2,H028L-14-02 | 0 | 0 | 0.389 | 0
445012 | Raw,Teflon Rod,7/8" OD,wht RoHS2# | 6 | 0 | 6 | 6
445012-0001 | Sub,Tip,Teflon Rod,.773"ODx2.25"L,wht RoHS2,H077M-04-01 | 13 | 0 | 5.159 | 5.159 | Lab-Ovh
445015 | Raw,Teflon Rod,1-1/4" OD,wht RoHS3# | 0 | 0 | 11.91 | 11.91
445015-0001 | Sub,Body,Teflon Rod,1.03"ODx5"L,wht 3/4"-14NPT,H077M-04-02 | 0 | 0 | 12.993 | 12.993 | Lab-Ovh
445021 | Raw,Teflon Junction,.50" 40%,Modified# | 74.095 | 6.24 | 1.91 | 1.91
445025 | Raw,Teflon Porous Rod,.55"D x 11"L# | 0 | 0 | 1.8182 | 20
445025-0003 | Sub,Junction,Teflon Porous Rod,.55"D x 11"L,H0PFK-04-03 | 0 | 0 | 0.081 | 0
445025-0004 | Sub,Junction,Teflon Porous Rod,.55"D x 11"L,H0PKC-04-03 | 0 | 0 | 0.002 | 0
445025-0007 | Sub,Junction,Teflon Porous Rod,.55"D x 11"L,HTPTK-A4-03 | 0 | 0 | 0.081 | 0
445026 | Raw,Teflon Rod,1/16" OD wht.# | 6 | 0 | 1.2 | 1.2
445026-0001 | Sub,Teflon Pin,Teflon Rod,1/16" OD wht,H0HAA-06-04 | 0 | 0 | 0.001 | 0
445029 | Raw,Teflon Rod,5/16"OD,Virgin Grade A. wht# | 93 | 0 | 1.05 | 1.05
445029-0001 | Sub,Tube,Teflon Rod,0.27"ODx2.56"L,white#F0PRM-14-01 | 16 | 0 | 0.256 | 0.231
445033 | Raw,Teflon Porous Rod.Mupor.20um. 0.039ODx12"L (PR200430) | 42 | 0 | 20.26 | 1.6875
445033-0001 | Sub,Junc,Teflon Porous Rod.Mupor.20um. 3.81mmODx300mmL(PR200 | 0 | 0 | 1.26 | 0
445034 | Raw,Teflon Porous Rod,0.60"OD x 11"L. 50um pore size (PR5015 | 66 | 61.79 | 54.73 | 4.9753
445034-0001 | Sub,Junc,Teflon Porous Rod,0.60"ODx11"L. 50um pore size,H068 | 0 | 0 | 2.066 | 0
445034-0002 | Sub,Junc,Teflon Porous Rod,0.60"ODx11"L. 50um pore size,H0F3 | 0 | 0 | 2.066 | 0
445035 | Raw,Teflon Porous Rod,0.35"ODx11"L.50um pore size,(PR5009280 | 66 | 0 | 27.12 | 2.465
445035-0001 | Sub,Junc,Teflon Porous Rod,0.35"ODx11"L.50um pore size,HR61Z | 0 | 0 | 1.264 | 0
445036-BLK-T | Raw,Teflon Tubing,26AWG, Thin Wall. BK color RoHS ?# | 0 | 0 | 0.1792 | 0.17916
445036-BLU | Raw,Teflon Tubing,26AWG,Stander Wall. Blue color RoHS ?# | 9600 | 0 | 0.06 | 0.06
445036-RD | Raw,Teflon Tubing,26AWG,Stander Wall. RED color RoHS ?# | 65200 | 0.01 | 0.0071 | 0.0071
445036-YW | Raw,Teflon Tubing,26AWG,Stander Wall. YL color RoHS ?# | 5410 | 0 | 0.005 | 0.005
445037 | Raw,PTFE Tubing,1/32"IDx3/32"OD.# | 0 | 0 | 0.35 | 0.35
445038 | Raw,PTFE Tubing,1/16"IDx1/8"OD.# | 0 | 0 | 0.42 | 0.0097
7792A1A-090-VII | Sub,stem,pH,ASGVII,DJ,Annular,.472"x3.54"L,.195",H077M-02-01 | 12 | 0 | 6.868 | 6.556 | Lab-Ovh
7793A1AS-135-8 | Sub,stem,pH,ASGVIII,DJ,Anulr,.472"x5.32"L,Refill,H014G-62-01 | 18 | 0 | 0.021 | 0.018
SI1I11B5-025 | Sub,stem,pH,ASG V,Dome,0.195"x0.903"L#ANISE-02-01 | 0 | 0 | 0.606 | 0.606 | Lab-Ovh
SI1I11K-025 | Sub,stem,ORP,0.195"Pt Disc,0.195"x0.995"L#ANISE-01-02 | 0 | 0 | 9.614 | 9.614 | Lab-Ovh
SI1AA11L-036 | Sub,glass rod,0.074"ODx1.42"L,Sealed both ends#ANISE-01-03 | 0 | 0 | 0.485 | 0.485 | Lab-Ovh
SI1I4G1B5-029 | Sub,stem,pH,ASG V,Dome,0.195"/0.165"x1.15"L#DNHKV-02-01 | 53 | 0 | 0.005 | 0.004
PB43-0001 | Elec,ISE,ABS,Blk,Solid State,DJ#PB43L-S00-D0X-S003BX | 0 | 0 | 33.029 | 0
446002 | Raw,Acetal Rod,9/16",Blk RoHS2# | 16 | 0 | 3.13 | 3.13
446002-0001 | Sub,Guard,Acetal Rod,9/16",Blk RoHS2,H058Q-04-07 | 180 | 0 | 7.923 | 7.505 | Lab-Ovh
446003 | Raw,Acetal Rod,5/8",Blk RoHS3# | 36 | 0 | 1.48 | 1.48
446004-0002 | Sub,Top Piece,1"ODx0.2"L Delrin Rod,BK,H068K-04-05 | 97 | 0 | 0.063 | 0.176 | Lab-Ovh
446004-0003 | Sub,Retaining Nut,Delrin Rod,1",Blk,A052K-04-05 | 0 | 0 | 0.397 | 0
446004-0004 | Sub,Top Piece,Delrin Rod,1",Blk,R0F3K-34-05 | 0 | 0 | 0.063 | 0
446005 | Raw,Acetal Rod,3/4",Blk RoHS2# | 12 | 0 | 2.72 | 2.72
446005-0001 | Sub,Cap Body,Acetal Rod,3/4",Blk RoHS2,H058Q-04-04 | 0 | 0 | 0.453 | 0
446005-0002 | Sub,Retainer Ring,Acetal Rod,3/4",Blk RoHS2,H058Q-04-05 | 0 | 0 | 0.063 | 0
446005-0003 | Sub,Internal Body,Acetal Rod,1/2",Blk. ROHS2,H058Q-04-01 | 41 | 0 | 7.67 | 7.327 | Lab-Ovh
446006 | Raw,Delrin Rod,3/4" wht# | 31 | 0 | 1.25 | 1.25
446007 | Raw,Acetal Rod,1/2",Blk. ROHS2# | 40 | 0 | 0.95 | 0.95
446014 | Raw,Acetal-colpolymer Rod,3/8"OD BK,Unfilled,Actetron GP.ROH | 10 | 0 | 1.08 | 1.08
446014-0001 | Sub,Support Disk,Delrin rod 3/8' BK,DNOCL-04-04 | 0 | 0 | 0.18 | 0.069
446024 | Raw,Teflon Porous Rod,20mmOD x 100mmL (Aurora) RoHS2# | 96400 | 0 | 0.11393 | 0.0651
446024-0001 | Sub,J PorousT,.28"/.24"ODx0.5"L,RytonGuard,H0GBZ-04-02 | 7520 | 0 | 2.98 | 2.371 | Lab-Ovh
446024-0002 | Sub,Junc Base,Teflon Porous,.54"ODx.47"L,H0PTK-04-02 | 10 | 0 | 4.047 | 3.46 | Lab-Ovh
446024-0003 | Sub,Junc Base,Teflon Porous,0.54"ODx0.46"L,RT61P-04-06 | 0 | 0 | 1.517 | 0
446024-0004 | Sub,Junction,Teflon Porous,0.47"ODx0.6"L,H0HAA-04-05 | 0 | 0 | 2.162 | 0
446031 | Raw,Delrin Rod,1-3/8" wht color. RoHS2# | 0 | 0 | 5.5482 | 5.5482
446035 | Raw,Delrin Rod,1/4" dia. BLK.ROHS2# | 5 | 0 | 0.5 | 0.5
447001 | Raw,PC Tube,Red,0.48" x 5.3 " L w/ fixed guard# | 0 | 0 | 1 | 1
448001 | Raw,Porous Rod,HDPE,70 Micron,1/2X12# | 0 | 21.4 | 0.72 | 0.72
448002-0001 | Sub,Junc,UHMWPE Rod,1/2"x1",20 Microns. ROHS2,H0H9C-04-08 | 0 | 0 | 0 | 0
448003 | Raw,UHMWPE Rod,1/8" X 1",20 Microns# | 831 | 0 | 1.5 | 1.5
448010 | Raw,HDPE Rod,5/8"OD,wht.# | 0 | 0 | 0.72 | 0.72
448011 | Raw,PETG Sheet,0.059"TH x 24" x 24"# | 0 | 0 | 7.88 | 7.88
449001 | Raw,ABS Rod,7/8",Blk RoHS3# | 20 | 0 | 4.98 | 4.98
449001-0001 | Sub,Cable Cap,ABS,7/8",3.55"L,Blk RoHS3,CT25-A4-03 | 0 | 0 | 2.211 | 0.0097
449001-0002 | Sub,Cap Adap,ABS,7/8",1.118"L,Blk RoHS3,CT25-A4-04 | 0 | 0 | 0.165 | 0
449001-0003 | Sub,M Connector Housing,ABS Rod,7/8". BLK RoHS3,NO43A-A4-06 | 0 | 0 | 0.553 | 0
449001-0004 | Sub,Cable Cap,ABS Rod,7/8",Blk RoHS3,NO43A-A4-04 | 0 | 0 | 0.165 | 0
449001-0006 | Sub,CT Tube adapter,Blk ABS Rod,0.845"ODx0.63"L,CTGBZ-04-03 | 23 | 0 | 2.085 | 2.114 | Lab-Ovh
449001-0007 | Sub,Senor Body,0.787"ODx1"L,24TPI,Black ABS,RC68G-D4-04 | 0 | 0 | 0.006 | 0.004
449001-0010 | Sub,Threaded Body. 7/8" Rod,Blk ABS,RC66A-14-01/01 | 0 | 0 | 0.005 | 0
449001-0011 | Sub,Membrane Cap. 7/8" Rod,Blk ABS,RC66A-14-08 | 0 | 0 | 0.005 | 0
449004 | Raw,ABS BLACK 3/4" ROD, RoHS3# | 0 | 2.91 | 3.25 | 3.25
449004-0001 | Sub,Anode Lower Cap,0.75"ODx0.87"L,Blk ABS Rod,DOCHV-C4-07 | 116 | 0 | 2.042 | 1.913 | Lab-Ovh
449004-0002 | Sub,CAP,ABS Rod,3/4",Blk RoHS3,CT23L-E4-14 | 0 | 0 | 0.152 | 0
449004-0003 | Sub,CAP INSERT ,ABS Rod,3/4",Blk RoHS3,CT23L-E4-15 | 0 | 0 | 0.325 | 0
449004-0006 | Sub,CAP,Blk ABS,0.632"ODx1.22"L,for WTW,FL03Q-04-05 | 64 | 0 | 0.397 | 0.397
449004-0007 | Sub,End Cap,ABS Rod,3/4"X0.3",Blk,FL03Q-04-06 | 90 | 0 | 0.09 | 0.073
449004-0008 | Sub,Cartridge Body,ABS Rod,3/4",Blk RoHS3,DOR2A-P4-01 | 54 | 0 | 0.722 | 0.588
449004-0009 | Sub,Membrane Sleeve,ABS Rod,3/4",Blk RoHS3,DOR2A-04-05 | 62 | 0 | 0.144 | 0.077
449004-0010 | Sub,Membrane Cap,ABS Rod,3/4",Blk RoHS3,DOR2A-04-06 | 37 | 0 | 0.199 | 0.106
449004-0011 | Sub,Holder,0.635"ODx1.33"L,BLK ABS Rod,H04KG-04-01 | 278 | 0 | 0.469 | 0.469 | Lab-Ovh
449004-0013 | Sub,Membrane Cap,ABS Rod,3/4",Blk RoHS3,RC66A-14-06 | 0 | 0 | 0.003 | 0
449004-0014 | Sub,CT Body,.730"ODx2.303"L,ABS Rod,Blk,CTOTA-14-01 | 1062 | 0 | 5.7834 | 8.455
449005 | Raw,ABS Pipe,1/4",SCH 40,Blk. ROHS2# | 0 | 0 | 1.15 | 1.15
449005-0001 | Sub,Cell Base,ABS Pipe,1/4",SCH 40,Blk. ROHS2,CT23L-E4-03 | 0 | 0 | 0.044 | 0
449006 | Raw,ABS Black 1/2" Rod, RoHS3 #1-SO0102 | 8 | 0 | 1.62 | 1.35
449006-0001 | Sub,Housing,Blk ABS,0.472"ODx2.13"L,28TPI,Guard#H0MHA-14-01 | 65 | 0 | 0.243 | 0.243
449006-0002 | Sub,Adap,0.29"ID Thread,0.463"ODx0.236"L,BK ABS,H0MHA-14-03 | 512 | 0 | 0.036 | 0.027
449006-0004 | Sub,Anode Body,0.5"ODx4.36"L,BK ABS,DOCHV-C4-05 | 9 | 0 | 4.254 | 4.078 | Lab-Ovh
449006-0005 | Sub,Valve Body,ABS Rod,1/2",Blk RoHS3,FL03Q-04-01 | 144 | 0 | 4.357 | 4.165 | Lab-Ovh
449006-0006 | Sub,Internal Cap,ABS Rod,1/2",Blk RoHS3,CO35A-A4-04 | 0 | 0 | 0.18 | 0
449006-0007 | Sub,MEM Retaining Insert,ABS Rod,1/2",Blk RoHS3,CO35A-A4-05- | 0 | 0 | 0.036 | 0
449006-0008 | Sub,Body,ABS Rod,1/2",Blk RoHS3,D9ISA-04-01 | 0 | 0 | 0.45 | 0
449006-0009 | Sub,Connector Adap,ABS Rod 1/2",Blk RoHS3,NO43A-A4-08 | 0 | 0 | 0.036 | 0
449006-0010 | Sub,Junction Base,ABS Rod 1/2",Blk RoHS3,RHHAA-04-04 | 0 | 0 | 0.09 | 0
449006-0011 | Sub,Fl Base Extension,ABS Rod,1/2",Blk RoHS3,FL44-04-02 | 0 | 0 | 0.198 | 0
449006-0012 | Sub,Adapter, ABS Rod, 1/2", Blk RoHS3, CTMHA-14-02 | 0 | 0 | 0.036 | 0.0097
449006-0013 | Sub,Cell Base,ABS Rod,1/2",Blk RoHS3,CT23L-94-03 | 0 | 0 | 0.063 | 0
449006-0015 | Sub,Internal Cap,ABS Rod,1/2",Blk RoHS3,FL03Q-04-03 | 0 | 0 | 0.215 | 0.0097
449006-0016 | Sub,Valve Extension,ABS Rod,1/2",Blk RoHS3,FL03Q-04-02 | 0 | 0 | 0.45 | 0
449006-0017 | Sub,Glass Holder,0.465"ODx0.15"L,Blk ABS Rod,DOR2A-04-02 | 44 | 0 | 0.036 | 0
449006-0018 | Sub,Plug Disc,ABS Rod,1/2",Blk RoHS 3,DOL2A-E4-02 | 0 | 0 | 0.045 | 0
449006-0019 | Sub,Glass Holder,ABS Rod,1/2",Blk RoHS3,RC66A-14-04 | 0 | 0 | 0.002 | 0
449006-0021 | Sub,Body,ABS Rod,1/2",Blk RoHS3,NH35A-04-01 | 0 | 0 | 0.755 | 0
449006-0022 | Sub,Membrane Cap,ABS Rod,1/2",Blk RoHS3,NH35A-04-02 | 0 | 0 | 0.629 | 0
449006-0023 | Sub,Body,ABS Rod,1/2",Blk RoHS3,DH12A-04-03-M | 0 | 0 | 0.629 | 0
449006-0024 | Sub,Membrane Base,ABS Rod,1/2",Blk RoHS3,DH12A-04-05-M | 0 | 0 | 0.215 | 0
449006-0025 | Sub,Membrane Cap,ABS Rod,1/2",Blk RoHS3,DH12A-04-07-M | 0 | 0 | 0.09 | 0
449006-0026 | Sub,Base,ABS,Blk,0.48"ODx0.4"L,2 holes,Blk RoHS3,RHEKA-04-0 | 221 | 0 | 2.2729 | 1.91
449006-0027 | Sub,Base,ABS Rod,1/2",0.4"L,1 hole,0.235"ID,Blk,H0EKA-04-02 | 55 | 0 | 0.061 | 0.061
449006-0028 | Sub,Body,ABS Rod,1/2",Blk RoHS3,HH16A-04-01 | 0 | 0 | 0.305 | 0
449006-0029 | Sub,Plug,ABS Rod,1/2",Blk RoHS3,HH16A-04-02 | 0 | 0 | 0.014 | 0
449006-0030 | Sub,Cap,0.44"ODx0.91"L,ABS Rod,Blk,T0BTV-04-01 | 517 | 0 | 2.8679 | 2.41
449007 | Raw,ABS Rod,5/8",Blk RoHS3# | 56 | 1.82 | 1.9 | 1.9
449007-0001 | Sub,Ext Housing,Blk ABS,0.531"ODx1.97"L,28TPI#H0MHA-14-02 | 98 | 0 | 0.598 | 0.598
449007-0002 | Sub,Cap Adap.3"ID/555"ODx.805"L,Blk ABS,Coax,H035N-54-02 | 6 | 0 | 1.901 | 1.889 | Lab-Ovh
449007-0005 | Sub,Probe Cap Tube,ABS Rod,5/8",Blk RoHS3,DOG3A-04-05 | 0 | 0 | 0.105 | 0
449007-0009 | Sub,Extension Cable Adap,ABS Rod,5/8",Blk RoHS3,NO43A-A4-07 | 0 | 0 | 0.173 | 0
449007-0012 | Sub,Junction Base,ABS,Blk,0.62"ODx0.24"IDx0.33"L,H0B3A-74-03 | 0 | 0 | 0.059 | 0
449007-0013 | Sub,Base for CT25 Tube,Blk ABS Rod,0.62"ODx0.3"L,CT54A-04-02 | 0 | 0 | 0.063 | 0.0097
449007-0014 | Sub,Insert,ABS Rod,5/8",Blk RoHS3,ARSWX-04-01 | 0 | 0 | 0.148 | 0.209
449007-0015 | Sub,J.Base,0.62"ODx.345"IDx.33"L,w/Step,Blk ABS,CAB9A-04-03 | 31 | 0 | 0.063 | 0.09
449007-0016 | Sub,Junction Support,5.8",Blk RoHS3. RT54A-04-05 | 0 | 0 | 0.053 | 0
449007-0017 | Sub,J.B,ABS,Blk,.62"ODx.0.335"IDx0.33"L,HH15A-04-02 | 24 | 0 | 0.063 | 0.04
449007-0019 | Sub,Probe Housing,ABS Rod,5/8",Blk RoHS3,DOL2A-E4-01 | 0 | 0 | 1.055 | 0
449007-0020 | Sub,Adap,ABS Rod,5/8",Blk RoHS3,RC66A-14-05 | 0 | 0 | 0.002 | 0
449007-0021 | Sub,Cap,ABS Rod,5/8",Blk RoHS3,NH35A-04-03 | 0 | 0 | 0.274 | 0
449007-0022 | Sub,Body,0.58"ODx2"L,ABS Rod Blk,RoHS3,RHEKA-04-01 | 404 | 0 | 5.593 | 4.7
449007-0023 | Sub,Cap Adap,ABS Rod,5/8",Blk RoHS3#,CT13L-H4-04 | 0 | 0 | 0.148 | 0
449008 | Raw,ABS Rod,3/8",Blk RoHS3# | 380 | 0 | 0.69251 | 0.69251
449008-0001 | CHANGED RAW MATERIAL SIZE. USE M28-007-001 | 0 | 0 | 0.192 | 0.173
449008-0002 | Sub,Internal Cap,ABS Rod,3/8"X1.43",Blk RoHS3,FL03Q-04-03 | 168 | 0 | 0.092 | 0.092
449008-0004 | Sub,Adap,ABS Rod,3/8",Blk RoHS3,ARSWX-04-03 | 0 | 0 | 0.069 | 0
449008-0005 | Sub,Probe Body,ABS Rod,3/8",Blk RoHS3,DNHKV-04-01 | 0 | 0 | 0.069 | 0.069
449008-0006 | Sub,Internal Spacer,ABS Rod,3/8",Blk RoHS3,DOR2A-04-03 | 33 | 0 | 0.008 | 0.007
449008-0007 | Sub,Body,ABS Rod,3/8",Blk RoHS3,H0HAA-04-02 | 219 | 0 | 0.042 | 0.038
449009 | Raw,ABS Pipe,3/4",SCH 80,Blk RoHS3# | 360 | 0 | 4.42 | 4.42
449009-0001 | Sub,Upper Body,ABS Pipe,3/4",SCH 80,Blk RoHS3,RC66A-14-01/02 | 0 | 0 | 0.004 | 0
449009-0002 | Sub,Extension Body,ABS Pipe,3/4",SCH 80,Blk RoHS3,RC66A-14-0 | 0 | 0 | 0.004 | 0
449010 | Raw,ABS Rod,5/16",Blk.ROHS3# | 8 | 0 | 1.22 | 1.22
449010-0001 | Sub,Base Ext.,ABS Rod,5/16"x1.82"L,Blk.ROHS3,FL77A-P4-02 | 11 | 0 | 0.216 | 0.078
449011 | Raw,ABS Rod,1/4",Blk RoHS2# | 10 | 0 | 1 | 1
449011-0001 | Sub,Pin Adap,ABS Rod,0.22"ODx0.55"L,Blk RoHS2,F0PRM-14-02 | 100 | 0 | 0.056 | 0.056
449011-0002 | Sub,Pin Adap,ABS,Blk.0.22"ODx0.55"L,RoHS2,F0PRL-24-02 | 10 | 0 | 1.814 | 1.915 | Lab-Ovh
449011-0006 | Sub,Ref Tube Holder,ABS Rod,1/4",Blk RoHS2,DH12A-04-01 | 0 | 0 | 0.033 | 0
449011-0007 | Sub,Cathode Body,ABS Rod,1/4",Blk RoHS2,DH12A-04-02-M | 0 | 0 | 0.133 | 0
449012 | Raw,ABS Rod,1/8"x4',Blk# | 277 | 0.68 | 0.29829 | 0.29829
449012-0001 | Sub,Pin,ABS Rod,1/8"x4',Blk#,H0HRY-04-05 | 0 | 0 | 0.002 | 0
449013 | Raw,ABS Rod,1 1/2",Blk RoHS3# | 5 | 0 | 10.53 | 10.53
449013-0001 | Sub,CT Body,ABS black,RoHS3#,CT56A-14-01 | 0 | 0 | 1.461 | 0.0097
449016 | Raw,ABS Rod,1 1/4",Blk RoHS3# | 10 | 8.05 | 7.52 | 7.52
449016-0001 | Sub,Cap Adap,Blk ABS,1 1/4"x.59"L,RoHS3,HR61Z-94-04 | 18 | 0 | 4.998 | 4.8 | Lab-Ovh
449016-0002 | Sub,Anode,Up Cap,1.03"ODx.815"ABS Blk,.375"ID,DOCHN-44-06 | 20 | 0 | 0.584 | 0.366
449016-0003 | Sub,Cap,ABS Rod,1 1/4",Blk RoHS3,RC66A-14-03 | 0 | 0 | 0.008 | 0
449018 | Raw,ABS Rod,1",Blk RoHS3# | 0 | 0 | 3.3146 | 3.3146
449018-0001 | Sub,Adap,ABS Rod,1",Blk RoHS3,NO77V-04-05 | 0 | 0 | 0.184 | 0
449018-0002 | Sub,Boot Sleeve,ABS Rod,1",Blk RoHS3,H0HAA-04-06 | 191 | 0 | 0.331 | 0.298
449020 | Raw,ABS Rod,2" BK.ROHS3# | 15 | 0 | 16.5 | 16.5
449024 | Raw,ABS Pipe,3/8" Sch40,Blk RoHS2# | 0 | 0 | 2.1488 | 2.1488
449024-0001 | Sub,Refillable Insert,ABS Pipe,3/8" Sch40,Blk RoHS2#,H0HRY-0 | 0 | 0 | 0.357 | 0
449051 | Raw,ABS Rod,2-1/2" Blk RoHS2# | 12 | 0 | 24.95 | 24.95
449052 | Raw,ABS Rod,1-1/8"OD Blk RoHS3# | 0 | 0 | 4.75 | 4.75
449053 | Raw,ABS Rod,1-3/4"OD Blk RoHS2# | 18 | 0 | 15.7 | 15.7
449054-0001 | Sub,Guard,ABS Rod,1-3/8",Blk. ROHS3,DOCHV-24-04 | 0 | 0 | 10.789 | 0
449057-0001 | Sub,Body,ABS Tube,1/2"ODx1/4"ID BLK.(1839T281)ROHS3,FL77V-P4 | 0 | 0 | 0.002 | 0
44A030 | Raw,Plexiglass,guard 1/2" X 1.60" W/ 2 ORing#44A030 | 3073 | 1.06 | 0.12 | 0.12
44A040 | Raw,Acrylic Tube,Transparent Green,UVA,0.476"ODx0.068"Wallx4 | 1295 | 0 | 0.54 | 0.54
44A040-0001 | Sub,Refe Tube,Acrylic Tube,Transparent Green,UVA,0.476"ODx0. | 228 | 0 | 0.102 | 0.092
44A049 | Raw,Acrylic Sheet,Optically Clear Cast ,1/16"x24"x24.(8560K1 | 4 | 0 | 15.93 | 15.93
44C001-FE254ZP5 | Raw,Graphite Rod,1/8" X 12". FE-254ZP5# | 0 | 0 | 26.05 | 24.8
44C001-IPG16 | Raw,Graphite Rod,1/8"ODx12"L,+/-.002"on OD,IPG16RoHS2# | 56 | 7.88 | 9.5 | 9.5
44C001-IPG24 | Raw,Graphite Rod,1/8"+0/-0.005 X 12". IPG24. RoHS2# | 19 | 0 | 6 | 0.5
44C001-JP1345 | Raw,Graphite Rod,1/8"+/-.002 X 12"+0.125/0..00. JP1345.ROHS3 | 120 | 0 | 36.2 | 3.0167
44C001-JP1345-A | Sub,Cell Pin,Graphite Rod,1/8"+/-.002x12"JP1345#CTHLV-04-03 | 0 | 0 | 2.411 | 0.0097
44C001-JP1345-B | Sub,cell pin,Graphite Rod,1/8"+/-.002x12",JP1345#CT56A-04-02 | 0 | 0 | 2.411 | 1.375
44C002 | Raw,Graphite Rod,3/8" x 12"# | 0 | 0 | 1.04 | 0
44C003-0001 | Sub,Cell Disc,Graphite Rod,1/2"x12". RoHS compliant,CT23L-V4 | 0 | 0 | 0.088 | 0
44C003-IPG16 | Raw,Graphite Rod,1/2" X 12". IPG16 RoHS2#1-SO000003 | 20 | 8.47 | 7.92 | 0.66
44C004-IPG16 | Raw,Graphite Rod,1/4" x 12". IPG16. RoHS compliant# | 18 | 0 | 4.6406 | 0.3875
44C004-JP1345 | Raw,Graphite Rod,1/4" x 12"+0.125 JP1345 RoHS#SY0004 | 73 | 0 | 28.75 | 28.75
44C004-JP1345-A | Sub,C Cell-R,Graphite,.226"ODx.370"L,JP1345,CTMTA-04-03 | 727 | 0 | 4.441 | 4.441 | Lab-Ovh
44C007 | Raw,Graphite Rod,5/32# | 0 | 0 | 1.35 | 0
44C011 | Raw,Conductivity,*Carbon 4 Cell,w/out Plated; CT40L-04-02# | 350 | 0 | 1.5164 | 0.8
44C011-P | Raw,Carbon Cell Plating,0.0015 inch Tin.RoHS3# | 0 | 0 | 3.131 | 1.998 | Lab-Ovh
44C012 | Raw,Hydrolab Elec,*Coaxial,Graphite,CTHLV-04-01-M RoHS2# | 3000 | 0 | 0.51 | 0.51
44C013 | Sub,Graphite part,w/out Plated. (5826100) RoHS2# | 11 | 0 | 0.967 | 0.967
44C013-P | Raw,Carbon Cell Plating,0.0015 inch Tin, made by 44C013 | 0 | 0 | 2.511 | 2.511 | Lab-Ovh
44C014 | Raw,Graphite Rod,5/16"OD x 12"L,99.94%pur,16-24% porosity GR | 36 | 0 | 2.88 | 0.24
44C016 | Raw,GLy carbon rod,1mm (0.04in) dia+/-0.010" x 200mm L,. (37 | 190 | 0 | 3.5174 | 3.5175
44C017-FE254ZP5 | Raw,Graphite Rod,5/16"OD x 12"L,FE-254ZP5.ROHS2# | 0 | 0 | 33.66 | 30.6
44C017FE254ZP5A | Sub,Cell,Graphite Rod,5/16"OD,FE-254ZP5,CTOTA-14-03 REV-G | 0 | 0 | 2.242 | 0.0097
44C017-IPG16 | Raw,Graphite Rod,5/16"ODx12"L,+/-.002"on OD,IPG16RoSH2# | 234 | 6.77 | 14.5095 | 13.5
44C017-IPG24 | Raw,Graphite Rod,5/16"OD x 12"L,IPG24 RoHS2# | 0 | 0 | 11.86 | 11.86
44C017-JP1345 | Raw,Graphite Rod,5/16"+/-0.002OD x 12"+0.125/0.00L,JP1345 .R | 70 | 0 | 27.95 | 27.95
44C017-JP1345-A | Sub,Carbon Cell,GraphiteRod,5/16" ODx12",JP1345#CTH2X-04-02R | 0 | 0 | 1.861 | 0
44C017-JP1345-B | Sub,Cell-R,Graphite Rod,5/16"ODx12",JP1345#CTHLV-04-02 | 0 | 0 | 1.861 | 0
44C017-JP1345-C | Sub,Cell-R,Graphite Rod,5/16" ODx12",JP1345#CT40L-04-02 | 1031 | 0 | 3.315 | 1
44C017-JP1345-D | Sub,Cell-R,Graphite Rod,0.27"ODx0.33"L.JP1345#CT42L-04-02 | 0 | 0 | 1.861 | 1.861
44C017-JP1345-E | Sub,Cell,Graphite Rod,5/16" ODx12",JP1345#CTEKL-04-02 | 135 | 0 | 3.809 | 3.809 | Lab-Ovh
44C017-JP1345-F | Sub,TC Base,Graphite Rod,5/16" ODx12",JP1345#CT56A-04-03 | 303 | 0 | 1.861 | 1.29
44C018-IPG24 | Raw,Graphite Rod,1/16"OD x 12"L,IPG24.ROHS2# | 82 | 0 | 5.87 | 0
44C019-IPG16 | Raw,Graphite Rod,0.082"+0.001/-0.000dia X 12"L. IPG16# | 25 | 0 | 3.39 | 3.39
44C019-JP1345 | Raw,Graphite Rod,0.082"+/-0.002dia X 12"L. JP1345 RoHS3# | 58 | 0 | 44.94 | 44.94
44C019-JP1345-A | Sub,Cell Pin,Graphite Rod,0.082"ODx0.38"L.JP1345#CT42L-04-03 | 0 | 0 | 2.993 | 2.606
44C020-JP1345 | Raw,Graphite Rod,0.086"+/-0.002dia X 12"L,JP1345. ROHS3# | 94 | 34.11 | 32.49 | 35.74
44C021-JP1345 | Raw,Graphite Rod,5/8"OD x 12"L,JP1345 .ROHS3# | 0 | 26.11 | 34.5 | 34.5
44C022-JP1345 | Raw,Graphite Rod,0.398"+/-0.002OD x 12"+0.125/0.00L,JP1345. | 0 | 29.83 | 28.41 | 28.41
44C022-JP1345-A | Sub,Carboncell,Graphite,0.398" ODx12"JP1345#CT25A-14-02(Rod) | 0 | 0 | 1.893 | 0
44C022-JP1345-B | Sub,Carbon cell,Graphite,0.398"ODx12"JP1345#CT25A-04-02(Disk | 0 | 0 | 0.315 | 0
44D003 | Raw,Polypropalene Rod,3/4"OD,BK. ROHS3# | 0 | 0 | 1.08 | 1.08
44D004 | Raw,Polypropylene Rod,5/8"OD,BK RoHS2# | 0 | 0 | 1.68 | 1.68
44D010 | Raw,Polypropylene Tube,0.055"IDx0.092"ODx6"L (11-4155-00)# | 952 | 0 | 0.01 | 0.01
44D013 | Raw,Polypropylene Tube,3/8"OD x 1/4"ID,Rigid. wht.ROHS3# | 10 | 0 | 0.9 | 0.9
44D013-0001 | Sub,PP Tube,5.65"L,3/8"ODx1/4"ID,Rigid.wht.,F0HGP-04-01 | 31 | 0 | 7.964 | 0.5 | Lab-Ovh
44D014 | Raw,Polypropylene Rod,3/8"OD Natural.# | 8 | 0 | 3.13 | 3.13
44D015 | Raw,Polypropylene Tube,1/8"OD x 3/32"ID,Rigid. wht.# | 0 | 0 | 2.37 | 2.37
44D015-0001 | Sub,PP Tube,1/8"OD x 3/32"IDx0.6"L,Rigid. wht.#F0HGP-04-03 | 12 | 0 | 7.961 | 1.2767 | Lab-Ovh
44D407 | Raw,Polypro,H061P-04-07,BK.ROHS2# | 0 | 0 | 0.09188 | 0.05
44D452 | Raw,Insert,Cable Retaining,sil BK,H061P-04-05-2 RoHS2# | 0 | 0 | 0.05 | 0
44D461 | Acce,Set,H061 Molded parts,BK H061P-04-01,02,03,04 RoHS2# | 116 | 0 | 3.43 | 3.43
44F001 | Raw,Fiberglass Junc,1 mmOD x 670mm length RoHS3# | 532374.694 | 0 | 0.00103 | 0.00068
44F003 | Raw,Fiber Poruos Pin,2mmODx0.825"L. RoHS2# | 202 | 0 | 0.6762 | 0.368
44G003 | Raw,Tygon 3350 Tubing,3/32"ID X 5/32"OD 50'/pk# | 0 | 0 | 0.96 | 0.96
44G004 | Raw,Tygon 3350 Tubing,1/32"ID X 3/32"OD 50'/pk# | 0 | 0 | 0.85 | 0.85
44N009 | Raw,Peek Rod,7/8"DIA,Natural RoHS2# | 3 | 0 | 34.8 | 34.8
44N010 | Raw,Peek Rod,1-1/8" Natural#SO0026 | 30 | 49.7 | 38.65 | 0
44P003-0001 | Sub,Retainer Ring,Polyurethan Rod,5/8"OD 75D durometer,Blk. | 0 | 0 | 0.27 | 0
44S001 | Raw,Nylon Rod,1mm dia. (A10003)# | 64384 | 0 | 0.00206 | 0.00144
44T001 | Raw,Ultem 1000 Rod,1/4" dia Nat.ROHS3# | 5 | 1.1 | 1.65 | 1.65
44T001-0001 | Sub,Cathode Body,Ultem 1000 Rod,1/4" dia Nat.ROHS3,RC67A-V4- | 2312 | 0 | 2.36 | 2.36
450027 | Raw,Cap,BK ABS,MOLD RE54A-G4-03.ROHS2# | 603 | 6.37 | 0.09188 | 0.0625
450031 | Raw,Cap,Nonrefillable;Hole 0.1&0.480,Santoprene;BLK.101-09-0 | 2000 | 0 | 0.40425 | 0.275
450032 | Raw,Cap,Retainer I,w/ 0.110 hold,ABS BLK,FSCAP-09-03/A-M.ROH | 1618 | 0 | 0.21663 | 0.252
450033 | Raw,Cap,Retainer II,w/ 0.205 hold,ABS BLK,FSCAP-09-03/B-M.RO | 0 | 0 | 0.24 | 0.24
450034 | Raw,Insert,for fastfill cap,ABS BK,FSCAP-09-01-R RoHS3# | 81 | 0 | 1.2106 | 0.82
450035 | Raw,Sleeve,for fastfill cap,ABS BK,FSCA-09-02-M RoHS3# | 1364 | 0 | 0.55125 | 0.375
450040 | Raw,Insert,for fastfill cap 0.40ID,ABS BK,FSCAP-09-11-R RoHS | 75 | 0 | 0.95118 | 0.65263
450066 | Raw,Frame Stirrer Assy,Body Hach,MD0ST-09-01# | 0 | 0 | 0.11 | 0.11
450068 | Raw,Funnel Stirrer Assy,Bod Hach,(MD0ST-09-04).ROHS2# | 50 | 0 | 0.5145 | 0.35
450069 | Raw,Stirrer glued w/ magnetic center and fill clear epoxy Ro | 400 | 0 | 0.63988 | 0.43455
450072-A | Raw,Insert,BK,ABS molding part 0.800 OD 1.25L 04-IND1-0455M | 494 | 0 | 0.34 | 0.34
450072-B | Raw,Insert,BK PPS molding parts,0.800OD,1.25L 04-IND1-0455M. | 0 | 0 | 0.48 | 0.48
450072-C | Raw,Insert,greyPVC,molding part 0.800 OD 1.25L 04-IND1-0455M | 0 | 0 | 0.79 | 0.63
450073-A | Raw,Plug,molding part BK ABS 0.75OD large hole 04-IND4-0458M | 820 | 0 | 0.2 | 0.2
450073-B | Raw,Plug,molding part bk PPS 0.75 OD large hole 04-IND4-0458 | 4834 | 0 | 0.46305 | 0.315
450073-C | Raw,Plug,molding part greyPVC 0.75 OD large hole 04-IND4-045 | 193 | 0 | 0.27852 | 0.23625
450074-A | Raw,Plug,molding BK ABS 0.75OD small hole 04-IND3-0457M.ROHS | 14356 | 0 | 1.305 | 1.217 | Lab-Ovh
450074-B | Raw,Plug,BK PPS 0.75OD small hole 04-IND3-0457M. RoHS3# | 7657 | 0 | 0.17021 | 0.12236
450074-C | Raw,Plug,molding,grey PVC 0.75OD small part 04-IND3-0457M.RO | 613 | 0 | 0.15295 | 0.15295 | Lab-Ovh
450080 | Acce,Tubing,PC,Blue. (ATUBE-04-02-SR) RoHS2# | 400 | 0 | 0.47158 | 0.26
450082 | Raw,Frame,Stirrer Assy,Noryl,BLK,MSUN-TEST-01/02# | 416 | 0 | 0.21663 | 0.2
450083 | Raw,Guard Body,BK PPS (Ryton),HMGBZ-04-02-M. RoHS3# | 1775 | 0 | 1.6402 | 1.554
450083-0001 | Sub,Guard Body,add O-ring Groove,BK Ryton,HR61Z-54-01-R | 64 | 0 | 2.3056 | 1.5744 | Lab-Ovh
450083-0002 | Sub,GuardBody,O-ringGroove/.165"hole,Blk Ryton,H0GBZ-A4-01-R | 22 | 0 | 1.82 | 1.943 | Lab-Ovh
450084 | Raw,Probe Body,BK PPS (Ryton),HMGBZ-04-01-M,RoHS3# | 3315 | 0 | 2.4913 | 1.6917
450084-0001 | Sub, Probe Body, Remachine Black PPS (Ryton), DOGBP-04-01-R | 221 | 0 | 3.58 | 3.51 | Lab-Ovh
450085 | Acce,Tubing w/Removable Guard,Grey(31body)DWG 04-1031-0767/0 | 330 | 0 | 0.69177 | 0.47157
450086 | Raw,Spacer,Ferrite, 100mmOD x6.44mmID x0.7mm thick,molding | 0 | 0 | 0.02 | 0
450087 | Raw,Housing,(Hach-HydroLab #004453),BLK ABS.DWG RHHAA-04-01- | 20 | 0 | 0.57071 | 0.53
450088 | Raw,Module Base,(Machine),ABS BK. CA12Q-04-01,RoHS3#APAC | 206 | 0 | 1.9024 | 1.2907
450089 | Raw,Contact Housing,(Molding),ABS BK. CA12Q-04-02-M,ROHS2# | 450 | 0 | 0.34588 | 0.23599
450089-0001 | Sub,Contact Housing,(Molding),ABS BK. CA12Q-04-02-R,ROHS3,NO | 113 | 0 | 1.376 | 1.376 | Lab-Ovh
450090 | Raw,Valve Extension,5"L,(Molding),ABS BK. CA12Q-04-03-M.ROHS | 17 | 0 | 0.03459 | 0.02353
450091 | Raw,Elce Body,(Molding),PC Clr,4.6"L#CAW2Q-04-04-M.ROH2 | 0 | 0 | 0.23 | 0.23
450092 | Raw,MEM module Body,(Molding),PVC GY. CA12Q-04-05-M.ROHS2# | 0 | 0 | 0.19023 | 0.1222
450092-0001 | Sub,Membrane Module,0.36"Support Disc,PVC Gray,CA12Q-04-05-R | 0 | 0 | 4.673 | 4.673 | Lab-Ovh
450092-0002 | Sub,Mem Module,Solid State Disc,PVC Grey,BRS2Q-04-05-R | 0 | 0 | 4.673 | 4.673 | Lab-Ovh
450099 | Raw-Body,ISE Electrode,Hach P/N 5527800.ROHS2# | 143 | 0 | 2.3347 | 1.5942
450100 | Raw,Nut,Electrode. Hach 5527200 RoHS2# | 400 | 0 | 0.99031 | 0.66993
450101 | Raw,Plug,Electrode. Hach 5527900 RoHS2# | 253 | 0 | 0.85106 | 0.58346
450103 | Raw,Body,Electrode. Hach 5528200# | 139 | 0 | 0.60285 | 2.1
450105BK | Raw,Upper Housing,ABS BK,HFBTA-04-02# | 0 | 0 | 0.9 | 0.9
450107BK | Cable Retaining Cap,ABS BK. HFBTA-04-05,# | 466 | 0 | 0.82688 | 0.45
450109 | Acce,Sensor Housing,matte finish. DNHK-09-02 RoHS2# | 0 | 0.96 | 0.81282 | 1.125
450110 | Raw,Lower Disk,DNHK-09-03 RoHS2# | 0 | 0.36 | 0.38047 | 0.425
450112 | Raw,Upper Disk,DNHK-09-04 RoHS3# | 0 | 0 | 0.41505 | 0.375
450113 | Raw,Final Adaptor. AHA044 DNHK-09-02-R. RoHS3# | 627 | 2.71 | 4.6489 | 2.53
450114 | Raw,Locking Ring. DNHK-09-04.ROHS2# | 1302 | 0 | 0.97388 | 0.53
450115 | Raw,Filling Body, RED. PBT. F0P5G-04-01-1-M/-2-M. RoHS2# | 400 | 0 | 1.764 | 1.2
450116 | Raw,Nut,BLUE. PBT. F0P5G-04-04-M RoHS2# | 300 | 0 | 0.49613 | 0.3375
450117 | Raw,Filling Cap, BK Vinyl. F0P5G-04-07 RoHS2# | 50 | 0 | 0.0735 | 0.05
450118 | Acce,Sensing Module Body,PVC Grey. NOV5V-04-02-M.ROHS2# | 1001 | 0 | 0.42 | 0.42
450119 | Raw,Membrane Base,PVC Grey.NOV5V-04-03-M.ROHS2# | 750 | 0 | 0.2 | 0.2
450120 | Raw,Handle Body,5.75"L,PVC Grey.RoHS2,NOV5V-P4-04-M# | 170 | 0 | 1.0376 | 0.69504
450121 | Raw,Thread Base,PVC Grey. RoHS2 NOV5V-04-05-M# | 270 | 0.2 | 0.54158 | 0.37218
450122 | Raw,Probe Body,5.20"L,PVC Grey,RoHS2,CLV5V-04-01-M# | 150 | 0 | 0.86471 | 0.59244
450123 | Raw,Sensing Disc Base,PVC Grey. RoHS2 CLV5V-04-02-M# | 150 | 0 | 0.10831 | 0.07444
450125 | Raw,Strain Releif,BK,(Santoprene 101-55),RELIF-04-02-M RoHS3 | 4143 | 0.15 | 0.27019 | 0.18375
450126 | Acce,Tubing,PC,light smokey color. HR34B-04-01-M RoHS3# | 1798 | 0 | 1.0437 | 0.71
450127 | Raw,Boot-1 (12mm),Evatane 18-3. (ABOOT-04-01-M) RoHS2# | 2970 | 0.62 | 0.41505 | 0.27988
450128 | Raw,Boot-3, (7.5mm),Evatane 18-3. (ABOOT-04-03-M) RoHS3# | 238 | 0 | 0.45938 | 0.25
450129 | Raw,Housing (blue) & Handle (BK),ROCAA-04-1 RoHS2# | 0 | 0 | 6.71 | 0
450130 | Raw,Cap,ROCAA-04-02.ROHS2# | 0 | 0 | 2.2234 | 0
450131 | Raw,Top Piece,ROCAA-04-03.ROHS2# | 0 | 0 | 1.3653 | 0
450132 | Raw,Blue Head 12mm,A12-00080 RoHS2# | 485 | 1.2 | 2.0611 | 1.4021
450133 | Raw,Blue Head 7.5mm A12-00075# | 100 | 0.94 | 0.7203 | 0.49
450134 | Raw,Strain Relief 12mm, A12-00090 RoHS2# | 80 | 0 | 0.1821 | 0.1821
450135 | Raw,Strain Relief 7.5mm, A12-00085 RoHS2# | 100 | 0 | 0.1821 | 0.1821
450136-AU | Raw,RefillPlug7.35mm,w/rubCapA-RARP735-04-01-M/A-RARCA-04-01 | 0 | 0 | 0.2 | 0.2
450137-AU | Raw,RefillPlug12mm,w/rub CapA-RARP120-04-01-M/A-RARCAP-04-01 | 155 | 0.21 | 0.35839 | 0.56
450138 | Raw,Boot-4,(10mm),Evatane 18-3. (ABOOT-04-04-M) RoHS2# | 0 | 0 | 0.24494 | 0.24494
450139 | Raw,Boot-5,(9.5mm),Evatane 18-3. (ABOOT-04-05-M) RoHS3# | 624 | 0 | 0.20753 | 0.13715
450140 | Raw,Boot-6,(6mm),Evatane 18-3. (ABOOT-04-06-M) RoHS3# | 500 | 0 | 0.39777 | 0.27
450141 | Raw,Cap,Membrane,PVC BK DNHK-04-01. RoHS3# | 0 | 0 | 0.46481 | 0.253
450142 | Raw,Boot-2,(8mm),Evatane 18-3.(ABOOT-04-02-M),ROHS3# | 6027 | 0 | 0.242 | 0.242
450144 | Raw,Body,BK ABS. DOF1A-04-01-R RoHS2# | 1000 | 0 | 0.504 | 0.504
450145 | Raw,Cathode Base,BK ABS. DOF1A-04-02-M.ROHS2# | 986 | 0 | 0.78 | 0.78
450146 | Raw,Membrane Cap,BK ABS. DOF1A-04-07 RoHS2# | 998 | 0 | 0.65 | 0.65
450147 | Raw,Cap,Nonrefillable;Hole 0.1&0.480,ABS,RED; (CAP101-09-08) | 0 | 0 | 0.2 | 0.2
450149 | Raw,Junction Base,Silicone. AKPHA-04-04-0M RoHS2# | 202 | 0 | 0.11 | 0
450150 | Raw,Teflon Spacer,wht. (F0P5G-04-08) RoHS2# | 494 | 0 | 0.32494 | 0.22105
450151 | Raw,Membrane & Disc Assy(506005+508002) | 331 | 0 | 0.50153 | 0.33503
450152 | Raw,Boot,PVC blk. 12mmIDx110mmL,RoHS2# | 30284 | 0 | 0.2321 | 0.15798
450154 | Acce,Tubing Retainer,wht PVC (IAC-04-01 RoHS2# | 69 | 0 | 8.3 | 8.3
450155 | Raw,Screw,PTFE,M6x1 threads. (IAC-04-03) RoHS2# | 0 | 0 | 0.75 | 0.75
450157-Y | Raw,Plug,sil rubber,YL,0.140"ID x 1"L,(GPN 255/3.5)RoHS2# | 12020 | 0 | 0.4666 | 0.46664
450158 | Raw,Plug,Tapered,Natural PE-LD. Kapsto (GPN 500 B 41) RoHS2 | 49081 | 0 | 0.05243 | 0.05243
450166 | Raw,Chloride Disk Body,Black ABS (ANISE HHH319) (04-04 | 4000 | 0 | 0.0966 | 0.084
450167-AU | Raw,Electrode Body,Black PVC EB-184 (ANISE HVR030)(04-05M) | 21650 | 0 | 0.21663 | 0.15038
450168 | Raw,Contact Housing,Black ABS (ANISE HHE035) (04-06M) | 13000 | 0 | 0.0598 | 0.052
450170-AU | Raw,Membrane Cap,Black POM (ANISE HVR031) (04-09M) | 16300 | 0 | 0.37137 | 0.29706
450173 | Raw,Sealing Ring,Rubber (ANISE HZD191) (04-14M) RoHS2 | 10162 | 0 | 0.41285 | 0.359
450174 | Raw,Supporting Disc,Teflon,RoHS2 (DNHKV-04-05)# | 788 | 0 | 0.46841 | 0.46841
450183 | Raw,Cap Sealer,Durometer Rating 40. (APENA-04-06-M) RoHS2# | 0 | 0 | 0.03 | 0.0097
450184 | Raw,Body,Clear PVC. reliant DO. (DOCHN-04-02) RoHS2# | 500 | 0 | 1.9806 | 1.3534
450186 | Raw,Stopper,BK silicone RoHS3# | 460 | 0 | 0.19286 | 0.1312
450187 | Raw,Plug Adaptor,BK ABS. (RH35N-04-02-M) RoHS2# | 40 | 0 | 0.294 | 0.2125
450188 | Raw,SwitchPin,BK ABS. (APENA-04-01-M) RoHS2# | 0 | 0 | 0.10378 | 0.05647
450189 | Raw,Main Housing,BK ABS. (APENA-04-02-M) RoHS2# | 0 | 0 | 0.99225 | 0.0097
450190 | Raw,Battery Cap,BK ABS. (APENA-04-03-M) RoHS2# | 0 | 0 | 0.32 | 0.32
450191 | Raw,Collar,BK ABS. (APENA-04-04-M) RoHS2# | 100 | 0 | 0.7056 | 0.48
450192 | Raw,Housing Adaptor,BK ABS.(APENA-04-05-M) RoHS2# | 0 | 0 | 0.12 | 0.12
450193 | Raw,Main Bottle,BK ABS. (APENA-04-07-M) RoHS2# | 50 | 0 | 0.46695 | 0.31765
450194 | Raw,Receptacle Adaptor,Balck ABS. (APENX-04-01-M) RoHS2# | 506 | 0 | 0.3087 | 0.21
450195 | Cable Cap,BK ABS. (APENX-04-02-M) RoHS2,# | 28 | 0 | 0.24212 | 0.16
450203 | Raw,Membrane Base,ABS BK.(COB9-04-04)ROHS3# | 50 | 0 | 4.1528 | 2.26
450204 | Raw,Membrane Retaining Insert,ABS BK. (COB9-04-05)ROHS3# | 200 | 0 | 0.85106 | 1.79
450205 | Raw,Bushing,White, Sli.0.419"ODx0.169"W.R0SMN-04-01-M.ROHS2# | 120 | 0 | 0.09188 | 0.0625
450206 | Raw,Soaker Bottle.0.5oz w/ 0.310"IDgrommet,label & sponge.RO | 450 | 0 | 0.51882 | 0.33
450226 | Raw,Plug-1,Red Sil 50duro,0.275"dia*0.250"L(PLUGS-09-01)ROHS | 1163 | 0 | 0.07737 | 0.05263
450227 | Raw,Plug-2,Red Sil 50duro,0.343"dia*0.125"L(PLUGS-09-02)ROHS | 2066 | 0 | 0.0588 | 0.04
450228 | Raw,Plug-3,Red Sil 50duro,0.231"dia*0.125"L(PLUGS-09-03)ROHS | 1213 | 0 | 0.04 | 0.04
450229 | Raw,Plug-4,Red Sil 50duro,0.185"dia*0.125"L(PLUGS-09-04)ROHS | 2445 | 0 | 0.0619 | 0.04211
450230 | Raw,Plug-5,Red Sil 50duro,0.155"dia*0.125"L(PLUGS-09-05)ROHS | 6261 | 0 | 0.0619 | 0.03759
450231 | Raw,Membrane Base w/ Support Disk (CA43L-06-00) RoHS2# | 1939 | 0 | 0.74364 | 2.54
450232 | Raw,Base Extension,(CA43L-04-02-R) RoHS2# | 500 | 0 | 0.53612 | 0.37098
450233 | Raw,Membrane Base,Molding,(CA43L-04-01-M) RoHS2# | 350 | 0 | 0.41505 | 0.28281
450234 | Raw,Vernier LDO Light Pipe (VLDOA-04-06-M) RoHS2# | 85 | 0.86 | 0.41505 | 0.27515
450235 | Raw,Vernier LDO Membrane Cap (VLDOA-04-07-M) RoHS2# | 1442 | 0 | 0.44964 | 0.29951
450239 | Raw,Plug,Center Pull Tapered,LDPE Red. (CP.75/.84RD1)ROHS3# | 485 | 0 | 0.1 | 0.1
450240 | Raw,Cap,BK ABS (CT13L-04-03) RoHS2# | 262 | 0 | 0.43615 | 0.29666
450240-BL | Raw,Cap,Blue ABS (CT13L-04-03) RoHS2# | 194 | 0 | 0.441 | 0.24
450241 | Raw,Probe Housing,BLK ABS+PC. ODO (VLDOA-04-01-M) RoHS2# | 869 | 0 | 1.4149 | 1.414
450242 | Raw,Probe Cap,BLK ABS+PC. LDO-Vernier (VLDOA-04-02-M) RoHS2 | 599 | 0 | 0.27671 | 0.18839
450243 | Raw,LED Holder,BLK ABS. LDO-Vernier (VLDOA-04-04-M) RoHS2# | 396 | 0 | 0.15564 | 0.11448
450244 | Sub,Probe Window.12mm,Clr,Clarex AR Coat,VLDOA-04-11#440002 | 389 | 0 | 1.87 | 1.87
450246 | Raw,Filter,Red,8dia x 2mm,LDO-Vernier(IR575C)(VLDOA-09-02).R | 203 | 0 | 2.7632 | 2.1125
450247 | Raw,Cust,Housing,chloride Elec YSI. #022405-01 (026632) | 15 | 0 | 0.0011 | 0.001
450247-0001 | Sub,Body-R,Housing,chloride Elec YSI,cust supply#022405-01 | 0 | 0 | 0.001 | 0.001
450248 | Raw,Cap,12.15mmID,BLK. (aurora# AQ0100) RoHS2# | 645 | 0 | 0.21741 | 0.1183
450252 | Raw,Body,smoky grey Epoxy,padprint,Intellical pH#HEHWJ-14-01 | 0 | 0 | 8.433 | 8.433 | Lab-Ovh
450255 | Raw,Cap,VIB Micro SD. (VLDOA-04-09-M) RoHS2#ZHDW808X | 3722 | 0 | 0.294 | 0.2
450256 | Raw,Bottom Housing,w/ V-ODO printing,V-ODO (VLDOA-04-03-M) R | 451 | 0 | 1.2311 | 0.8375
450257 | Raw,Top Housing,w/ V-ODO printing,(VLDOA-04-04-M) See Notes | 119 | 0 | 0.6499 | 0.43609
450258 | Raw,Switch Cap,(VLDOA-04-08-M) RoHS2#ZHDW807X | 2009 | 0 | 0.3087 | 0.21
450259 | Raw,Strain Relief,Black Rubber,5mm (1-AQ0707) RoHS2# | 2681 | 0 | 0.23094 | 0.105
450260 | Raw,HANDLE,(Elec CAP)FOR PORTABLE PROBES.3.2mm hole.B0321.RO | 298 | 0 | 0.6 | 0.6
450261 | Raw,Housing,Bottom,A-ODO. BLK ABS,(ALDOA-04-01-M) RoHS2 | 500 | 0 | 3.822 | 2.08
450262 | Raw,Housing,Top,A-ODO. BLK ABS,(ALDOA-04-02-M) RoHS2 | 500 | 0 | 3.1421 | 1.71
450263 | Raw,Battery Cover,BLK ABS,ALDO (ALDOA-04-03-M) RoHS2 | 500 | 0 | 1.5619 | 0.85
450265 | Raw,Keypad,Blu/WIT Printing,Sil70A A-ODO(ALDOA-04-05-M).ROHS | 1000 | 0 | 1.1025 | 0.6
450266 | Raw,CAL Sleeve,Clear PC,ALDO (ALDOA-04-06-M) RoHS2# | 245 | 0 | 0.83599 | 2.275
450266-GY | Raw,CAL Sleeve,Clear PC,Gray RoHS3# | 322 | 0 | 2.8016 | 1.9059
450267 | Raw,CAL cap,Clear PC,ALDO (ALDOA-04-07-M) RoHS2 Vernier#4502 | 829 | 5 | 0.71574 | 1.1875
450267-GY | Raw,CAL cap,Gray PC,RoHS3# | 329 | 0 | 1.4527 | 0.98824
450268 | Acce,CAl Adap,BLK ABS,ALDO (ALDOA-04-08-M) RoHS3# | 584 | 0 | 0.60529 | 0.40803
450269 | Raw,Body,BLK ABS,NO43A-04-03 RoHS2# | 440 | 0 | 0.93995 | 0.93995
450271 | Raw,Cap,ABS. 3.2 dia,d. blue RAL5000,(AQ0434-DB) RoHS3# | 130 | 0 | 0.28004 | 0.1524
450273 | Raw,Lower Disk 2mm fiber pin hold & TC hold(DISK-04-18)AQ041 | 0 | 0 | 0.11025 | 0.06
450274 | Raw,Blank Module,Yellow ABS. (CA12Q-09-01) RoHS2# | 1588 | 0 | 0.02264 | 0.57
450275 | Raw,Cust, Storage Tube, Include a cap/grommet (LZW9161.99) | 75 | 0 | 0 | 0
450276 | Raw,Membrane Cap,Molded. (DOF2A-04-03-M) RoHS2# | 1044 | 0 | 0.52214 | 0.1615
450277 | Elec,ISE,ABS,PVCM# | 3410 | 6.73 | 1.4181 | 1.4181
450280 | Raw,Membrane Base,(NH32A-04-01) RoHS2# | 200 | 0 | 1.2495 | 0.0097
450281 | Raw,Membrane Cap,(NH32A-04-02) RoHS2# | 200 | 0 | 0.8379 | 0.0097
450282 | Raw,Lower Disk,for E-311 w/TC hole (DISK-14-14) RoHS2# | 11390 | 0 | 0.20213 | 0.1375
450287 | Raw,Grid Strain Relief,5.5mm,Santoprene,Black | 2443 | 0.3 | 0.29635 | 0.375
450288 | Raw,Grid Strain Relief,2.5mm,Santoprene, Black | 4004 | 0 | 0.18569 | 0.13233
450289 | Raw,Cap,12mm,Santoprene 50D BK,AQ0426. (ACAPA-04-15) RoHS2# | 4344 | 0 | 0.13927 | 0.10068
450290 | Raw,Snesing Base. (EG32A-04-02-M) RoHS2# | 1492 | 0 | 0.32164 | 0.0097
450292 | Raw,Cap,ODO Probe Protection. YL ABS (ALDOA-04-09-M) RoHS2# | 736 | 0 | 1.0106 | 0.6875
450293 | Raw,Body,BLK ABS,NO PRINTING. NO43A-T4-03 RoHS2# | 400 | 0 | 0.77969 | 1.1625
450294 | Raw,Box,Plastic BK,for ODO MEM cap.(include sponge)ROHS2# | 665 | 0 | 0.2205 | 0.15
450295 | Raw,Body,smoky grey Epoxy,pad print,Intellical pH.(H0HCJ-04- | 38 | 0 | 4.47 | 4.47
450297-BLU | Raw,Body Tube,35 small 12mmOD Blue (ATUBE-14-02) RoHS2# | 3231 | 0 | 0.69825 | 0.475
450297-GRAY | Raw,Body Tube,35 small 12mmOD GRAY (ATUBE-14-02) RoHS2# | 0 | 0 | 0.38588 | 0
450297-RED | Raw,Body Tube,35 small 12mmOD RED (ATUBE-14-02) RoHS2# | 2810 | 0 | 0.69825 | 0.475
450298 | Raw,Cap,electrode,3.2 dia,BL ABS. RAL5015 (AQ0434) RoHS2# | 89 | 0 | 0.28004 | 0.1905
450302 | Raw,Cap,BK PPS,industrial (capst-04-09-M) (aurora# AQ279) Ro | 11543 | 0 | 0.294 | 2.25
450303 | Raw,Cap,ASI Micro SD. SANTOPRENE. (ALDOA-04-16-M) RoHS2# | 26 | 0 | 0.97388 | 0.6625
450304 | Raw,Cartridge Body,Black PVC (ANISE HVQ996) (04-02-M) | 16156 | 0 | 1.924 | 1.673
450305 | Raw,Cartridge Lid,Black PVC (ANISE HAD147) (04-03-M) | 10270 | 0 | 0.5451 | 0.474
450306 | Raw,Saltbridge Lid,Clear PVC (ANISE HAD146) (04-11M) | 7837 | 0 | 0.1518 | 0.132
450307 | Raw,Ground Rod Lid,Black PVC (ANISE HAD145) (04-08M) R | 11572 | 0 | 0.1495 | 0.126
450308 | Raw,Locking Stopper, Black PVC (ANISE HRN020) (04-07-M | 9411 | 0 | 0.1449 | 0.126
450309 | Raw,Saltbridge Body,Clear PVC (ANISE HVQ995) (04 | 2340 | 0 | 0.15985 | 0.139
450312 | Raw,Nozzle fluted,PVC. (EPPMV-14-01) RoHS2# | 559 | 0 | 0.6468 | 0.44
450313 | Acce,Sensor body,PVC. (EPPMV-14-02) RoHS2# | 500 | 0 | 0.60638 | 0.4125
450314 | Raw,Removable plug,PVC,(EPPMV-14-03) RoHS2# | 500 | 0 | 0.42263 | 0.23
450315 | Raw,Cap,Gray CPVC (H0ACC-04-02) RoHS2# | 3284 | 0 | 1.3835 | 0.94118
450316 | Raw,Body,Gray CPVC (H0ACC-04-01 RoHS2)# | 5373 | 0 | 1.3835 | 0.94118
450317 | Acce,YSI. Sleeve. B42452 # 077803. Celanex 2003 Natural RoHS | 0 | 0 | 0.922 | 0.922
450318 | Raw,Top End,PVC BK. P-ODO (ALDOA-14-01) ROHS2# | 247 | 0 | 5.88 | 5
450319 | Raw,Bottom End,PVC BK. P-ODO (ALDOA-14-03) ROHS2# | 11 | 0 | 3.2605 | 4.6875
450320 | Raw,Pedestal,Santoprene 50 Shore D,0.420,(CTH1L-09-05) RoHS3 | 308 | 0 | 0.50153 | 0.1125
450321 | Raw,Cap Hosing,PVC BK. P-ODO (ALDOA-14-04) ROHS2# | 282 | 0 | 1.8228 | 1.24
450322 | Raw,Soaking Bottle,ABS BK. P-ODO (ALDOA-14-05) ROHS2# | 174 | 1.07 | 3.675 | 2.5
450323 | Raw,Probe Housing,ABS BK,P-ODO (ALDOA-15-01)# | 89 | 0 | 0.6615 | 0.45
450324 | Raw,Plastic Light Guard,ODO. (ALDOA-04-17-M) RoHS2 Vernier#4 | 243 | 3.43 | 0.60461 | 1.1375
450325 | Acce,Sensor Cap Housing,OTCO pH/ORP. In-Situ 0035600.# | 4286 | 0 | 0.588 | 0.6
450326 | Raw,Storage Boot,OTCO pH/ORP. In-Situ 0035980.# | 1314 | 0 | 0.24212 | 0.16401
450327 | Raw,Support Disc,Grey PVC. (NH45Q-14-06)# | 0 | 0 | 0.14 | 0.14
450332 | Raw,PR3-Chameleon Connector,Color code 286C. 0060660.ROHS2# | 0 | 0 | 0.52929 | 0.52929
450333 | Raw,PR3-Chameleon Smartroll Connector,Color code 286C.006068 | 0 | 0 | 0.488 | 0.488
450334 | Raw,UIB Converter Housing Top w/LOGO (CLDOA-05-02) ROHS2# | 723 | 0 | 1.45 | 0.98638
450335 | Raw,UIB Converter Housing Bottom w/LOGO (CLDOA-05-01) ROHS2 | 723 | 0 | 0.78932 | 0.78932
450336 | Raw,Guard,W/ 2 O-Rings,Plexiglass. (H011G-V4-02#) | 2029 | 3.59 | 0.84741 | 0.58119
450337 | Raw,Strain Relief Fitting,PG9,BK Nylon (CD09AA-BK)# | 0 | 0 | 1.332 | 1.332
450338 | Raw,Membrane Cap,16mmOD,BK PVC,T-ODO.(TLDOA-04-07/1)ROHS2# | 485 | 0 | 1.2798 | 1.2798
450341 | Raw,Connector Holder for In-Situ 0035300.ROHS2 | 880 | 0 | 0.86 | 0.864
450342 | Sub,Membrane window,PMMA. TLDOA-04-07/2# | 735 | 0 | 2.53 | 2.53
450343 | Raw,Housing,Bottom,T-ODO.Blue.ABS,(TLDOA-04-01-M)ROHS2# | 158 | 0 | 1.7524 | 1.4175
450344 | Raw,Housing,Top,T-ODO.Blue ABS,(TLDOA-04-02-M)ROHS2# | 18 | 0 | 0.51882 | 0.725
450345 | Acce,B9 Cartridge Housing. BK ABS. (H0B9A-14-01-M).ROHS2# | 1858 | 0 | 1.2862 | 0.875
450346 | Raw,Refill Screw Plug,BK nylon (DOG3A-04-06)ROHS2# | 90 | 1.14 | 0.87965 | 0.47872
450349 | Raw,Strain Relief. 6mm,ALODA-19-02.ROHS2# | 1429 | 0 | 0.147 | 0.1
450350 | Raw,Cust,Clamp,Probe,BK,Ammonium,Potassium. YSI. 572258.# | 0 | 0 | 0.001 | 0.001
450351 | Raw,Cust,Clamp,Probe,BK,Electrode. YSI. 572259# | 0 | 0 | 0.01646 | 0.009
450352 | Raw,Rubber Feed,Clear, 5mmOD T-ODO (TLDOA-06-08) | 666 | 0 | 0.08 | 0.08
450353 | Raw,Probe Body,Grey PVC,PVCM (NHYSSV-04-01).ROHS2# | 304 | 0 | 0.44964 | 0.30892
450354 | Raw,Battery Cover,Blue ABS,T-LDO (TLDOA-04-03-M) RoHS2# | 50 | 0 | 0.41505 | 0.28
450355 | Raw,CT Body,PVC BLK Molded. (CTHLV-04-01).ROHS2# | 486 | 0 | 0.74364 | 0.50619
450360 | Raw,Clamp Universal Mount. WA-0037.ROHS2# | 0 | 0 | 1.7609 | 0.9583
450362 | Raw,Membrane Housing,BLK ABS,Molded. (KTB9A-04-02-M)# | 115 | 0 | 0.24212 | 0.15647
450364 | Raw,Top End,BK PVC,(DOP2V-0401)# | 55 | 0 | 8.82 | 6
450365 | Raw,Middle Sleeve,BK PVC (DOP2V-0402)# | 47 | 0 | 11.5762 | 7.875
450366 | Raw,Bottom End,BK PVC,(DOP2V-0403)# | 130 | 0 | 7.9013 | 5.375
450368 | Acce,Sensor Cap,OTCO-ISE,PVC MEM. In-Situ 0034770.ROHS2# | 425 | 0 | 0.43236 | 0.29329
450369 | Acce,Sensor Cap,OTCO-ISE,SS MEM.In-Situ 0034780.ROHS2# | 617 | 0 | 0.50153 | 0.53571
450370 | Raw,Probe Housing,BLK ABS PC. 16mmOD ODO (TLDOA-04-04-M) RoH | 41 | 0 | 1.5046 | 0.9625
450371 | Raw,Bushing,Separator White for 235" Hole ROHS2-Silicone | 970 | 0 | 0.08306 | 0.0452
450372 | Raw,Mobo Cap,285123350 (6016395) | 81 | 0 | 0.22 | 1.3
450373 | Cable Head LL 3mm. 285123340. ROHS2,# | 78 | 0 | 0.5 | 0.5
450374 | Raw,Housing,WTW part no: 021316.ROHS2#022405 | 0 | 0 | 1.914 | 1.74
450375 | Raw,ISE Fluoride Base. Molded. ASI. (FL44Q-04-01-M) ROHS2# | 30 | 0 | 19.7326 | 13.4164
450376 | Raw,Sensor Housing,OCTO,In-Situ 0033730.# | 1659 | 0 | 6.5 | 6.5
450378 | Raw,Loop Base,BK Delrin (DOPKS-04-05)# | 0 | 0 | 3.98 | 3.98
450379 | Raw,Top Cover,BK Delrin (DOPKS-04-06)# | 0 | 0 | 6.41 | 6.41
450381 | Raw,Cond Cap,0033980,PVC BK. (CTISN-04-01).# | 1478 | 0 | 0.15564 | 0.11098
450384 | Raw,Top cap,Flow cell (Mold),ABS BK. (FC00A-04-06M)# | 6039 | 2.59 | 0.53612 | 0.36989
450386 | Raw,Probe Housing,Grey PC+ ABS,Wireless ODO (VWDOA-04-01M)# | 5527 | 0 | 0.73823 | 0.50223
450387 | Acce,Sealing Cap,BK ABS,Wireless ODO (VWDOA-04-02M)#450387 | 3029 | 0.27 | 0.15564 | 0.11451
450388 | Raw,LED Base,BK ABS,Wireless ODO. (VWDOA-04-03M)# | 5014 | 0 | 0.10377 | 0.06663
450389 | Raw,Membrane Cap, BK PVC,Wireless ODO,(VWDOA-04-05)# | 1820 | 0 | 0.46695 | 0.19
450399 | Sub,Membrane window,PMMA. VWDOA-04-07# | 974 | 0 | 1.34 | 1.34
450400 | Raw,Filter.600-700nm narrow pass filer,3mm Hexagon (90084999 | 4382 | 3.85 | 3.78 | 3.78
450401 | Sub,Probe window,8.5mm,Clr,Clarex AR coat,VWDOA-04-06#440002 | 4219 | 0 | 1.49 | 1.64
450402 | Raw,Soaking bottle insert (VWDOA-04-09M)# | 6252 | 0 | 0.22482 | 0.22482
450404 | Acce,Extension Tube,DOG3 (DOG3A-A4-03)#WT-00224 | 200 | 0 | 1.1025 | 0.6
450406 | Raw,Cap,0.445"ID (DOG3A-A4-07-M)#AQ0649 | 200 | 0 | 2.0085 | 0.47
450407 | Acce,Flow Switch,Sika VK320M0P1CPP3K# | 16 | 0 | 47.9 | 0.0097
450408 | Raw,Tee,3/4" PVC SCH80Socket,Spear801-007.ROHS3# | 0 | 0 | 2.16 | 2.16
450409 | Adaptor,3/4" MPT to Spigot,PVC SCH80Socket.861-007.ROHS3,# | 7 | 0 | 3.12 | 3.12
450410 | Raw,PCB Guide,Horiba ODO (DOH1A-04-03M)ROHS2# | 411 | 0 | 0.17295 | 0.11999
450411 | Raw,LED Base,Horiba ODO (DOH1A-04-04M)ROHS2# | 385 | 0 | 0.19023 | 0.12683
450412 | Raw,MEM Cap M14X1 thread,Horiba ODO (DOH1A-04-06M)ROHS3# | 1501 | 0 | 0.42263 | 0.2875
450413 | Raw,Probe Housing,Horiba ODO (DOH1A-04-01M)ROHS2# | 149 | 0 | 0.95118 | 0.64575
450413-0001 | Sub,Probe Housing,Gen 2 ODO rework,DOP1A-04-01R | 496 | 0 | 1.804 | 1.13 | Lab-Ovh
450414 | Raw,Probe Cap,Horiba ODO (DOH1A-04-02M)ROHS3# | 441 | 0 | 0.83558 | 0.56613
450414-NP | Raw,Probe Cap,Horiba ODO No Logo Print (DOH1A-04-02M)ROHS3# | 469 | 0 | 0.69825 | 0.475
450415 | Cable Bushing,Horiba ODO (DOH1A-04-05M)ROHS3,# | 259 | 0 | 0.10831 | 0.07293
450418 | Raw,Light Pipe,Bivar Inc.PLP2-125 Clear. ROHS3# | 22 | 0 | 0.3391 | 0.443
450419 | Cable Clamp,OA-WS08M-45/60.ROHS3,# | 436 | 0 | 7.65 | 7.68
450420 | Sub,Probe Window,11.5mm,Clr,Clarex ARcoat,DOH1A-04-07#440002 | 2107 | 0 | 1.97 | 1.97
450421 | Raw,Reducing Bushing,1" MPTx 3/4"FPT PVC SCH80 839-131.ROHS3 | 22 | 0 | 2.36 | 2.36
450423 | Raw,Membrane Cap,RC67,Natural Peek. (RC67A-V4-06)# | 4523 | 0 | 1.6255 | 5.5125
450424 | Raw,Cap,BK. (aurora# 1-AT0143(# | 410 | 0 | 0.60638 | 0.33
450425 | Raw,Junction Housing,ABS. (RHISN-04-02)# | 3020 | 0 | 0.54158 | 1.575
450426 | Raw,Support Disc,Black POM (ANISE HRS269) (04-05-2M) | 11551 | 0 | 0.10831 | 0.07183
450427 | Raw,Cal Bottle Cup,Whith PP. (DOL2A-04-04)# | 442 | 0 | 0.17295 | 0.12463
450428 | Raw,Probe Housing,BK ABS+PC (DOL2A-04-01)# | 922 | 0 | 0.60638 | 0.4125
450429 | Raw,Probe Cap,BK ABS+PC,DOL2A-04-02# | 227 | 0 | 0.2205 | 0.15
450430 | Raw,Cal Bottle Guard,Clear PC,DOL2A-04-03# | 530 | 0 | 0.74364 | 0.5107
450431 | Raw,Housing,BK ABS. (RC67A-V4-01-M)ROHS3# | 1995 | 0 | 0.43327 | 0.236
450432 | Raw,Cap,BK ABS (RC67A-V4-03-M) ROHS3# | 4518 | 0 | 0.1542 | 0.10489
450433 | Acce,Sensor Body,BK ABS,(RC67A-V4-04-M) ROHS3# | 7073 | 0 | 0.60348 | 0.39375
450434 | Raw,Membrane Base,BK ABS (RC67A-V4-05-M) ROHS3# | 1026 | 0 | 0.83558 | 0.4672
450435 | Raw.Lower Housing,BK ABS W/orings groove(RC67A-E4-01 | 0 | 0 | 0.41505 | 0.3375
450437 | Raw,Clip,wht delrin,ODO GEN2 Magnet. (DOP1A-04-09)# | 847 | 0 | 3.675 | 2.5
450438 | Raw,Body,CT25,Molded BK ABS (CT25A-14-01-M)# | 4680 | 0 | 0.304 | 0.3
450439 | Raw,Cap Hosing,No knurl,PVC BK. P-ODO (ALDOA-14-04NK)# | 0 | 0 | 2.6633 | 2.6633
450637 | Raw,PLugElecPlatinumSeries.SantopreneBK.P/N 5194200.RoHS2#Ha | 0 | 0.31 | 0.238 | 0
450647 | Raw,Refill Tube &Head(H0P3G-09-01+09-02) | 0 | 0 | 1.4456 | 0.98338
450648 | Raw,Upper Disc,ABS,BK. DOF1A-04-04 RoHS2# | 1741 | 0 | 0.2 | 0.2
450649 | Acce,Sensor Barrel w/Welded End Plug.for 5826100(Hach# 58188 | 5228 | 0 | 0.001 | 0.001
450652 | Raw,Soaking Cap,BK. ABS. SOCAA-04-01 RoHS2# | 397 | 0 | 0.36 | 0.36
450653 | Acce,Shipping Cap,for DNHK. BK PVC DNHKV-04-06-M RoHS3# | 0 | 0.82 | 0.38047 | 0.9625
450654 | Acce,Shipping Cup,for DNHK. clear PC. DNHKV-04-07-M RoHS2# | 0 | 0 | 0.46695 | 1.0375
450655 | Raw,Body,Bulkhead,ABS BK,A0B1A-04-03 RoHS2# | 147 | 0 | 1.5288 | 1.04
450656 | Raw,Junction Base,0.413"OD sil.2 holes.(H0HWX-09-02) RoHS3# | 25480 | 0 | 0.0619 | 0.0377
450657 | Raw,Junction Base,Silicone. 3 holes. (H0HWX-19-03) RoHS2# | 24226 | 0 | 0.04642 | 0.0288
450658 | Raw,Junction Base,0.4"ODsil. 3 holes. (H0HWX-09-03) RoHS2# | 1356 | 0 | 0.03094 | 0.0248
450659 | Raw,Shipping Cap,Black ABS (ANISE HVQ942) RoHS2# | 9060 | 0 | 0.9407 | 0.818
450660 | Raw,Shipping Cup,Clear PC Lexan (ANISE HVQ943) RoHS2# | 4228 | 0 | 1.403 | 1.22
451001 | Raw,Washer,Nylon Flat, White,#2 Screw,100/pk(90295A320)RoHS | 1434 | 0 | 0.0553 | 0.09417
451002 | Raw,Screw,POM. 6-32X5/16" philips flat 82deg.BK (D237J-54-6 | 0 | 0 | 2.95 | 2.95
4660-0001 | Acce,Foam sensor#4660-0001 (#321457) | 0 | 104.46 | 35.331 | 16.59
471002-0001 | Sub,Body Cap,SS Rod,316 ,1-1/4" OD.,DOCHV-24-02 | 0 | 0 | 10.791 | 0
471005 | Raw,SS Pipe,316,1" Schedule 40. welded.# | 20 | 0 | 16.25 | 16.25
471011 | Raw,SS Rod,316,3/4"OD# | 12 | 0 | 6.58 | 6.58
471011-0001 | Sub,Adap Support,SS Rod,316,3/4"OD,F0P5G-04-05 | 0 | 0 | 0.438 | 0
471030 | Raw,SS Rod,316,1/4"OD# | 0 | 0 | 12.7133 | 12.7133
471033 | Raw,SS Tubing,316,Hypodermic,23RW. 0.025"ODx0.013"ID# | 0 | 0 | 10 | 10
471037 | Raw,SS Rod,316,5/8"OD# | 4 | 0 | 8.31 | 8.31
471037-0001 | Sub,Thread Nut,SS Rod,316,5/8"OD,RHHTV-04-04 | 0 | 0 | 0.462 | 0.416
471039 | Raw,SS Tube,316 Seamless,1-1/2"ODx0.095"Wall.ROHS3# | 2 | 0 | 66.2 | 66.2
00305625-W | Raw,Barstock,Delrin 9/16" OD,white color -8572K56 | 4 | 0 | 11.9 | 11.9
471048 | Raw,SS Rod,316,1/2"OD# | 0 | 0 | 11.36 | 11.36
471050 | Raw,SS Hypodermic Tubing,304. 0.126"OD x 0.010"ID (304H10.5) | 0 | 0 | 5.03 | 5.03
SI1I11KK-135 | Sub,stem,ORP,2.5mmPt Disc,0.195"x5.35"L#R031B-B1-01 | 36 | 0 | 5.068 | 1.936 | Lab-Ovh
471052 | Raw,SS Strip,301 High-Strength,0.010" Thick,1/8" Wid# | 99.25 | 0 | 1.7624 | 1.7624
AREF156M-131 | Sub,stem,Ref,0.08"OD Ceramic Pin,0.375"x5.15"L#F2DRG-11-01 | 14 | 0 | 3.934 | 3.934 | Lab-Ovh
SI1F11C2-134 | Sub,stem,pH,ASG II,0.135"x5.27"L#H031B-M2-01 | 0 | 0 | 0.017 | 0
SI2E11L-131 | Sub,stem,TC,0.124"x5.15"L#H031B-M1-01 | 19 | 0 | 0.503 | 0.027 | Lab-Ovh
SI1I11NA-138 | Sub,stem,Sodium Bulb,0.195"x5.43"L#NA35N-02-01 | 6 | 0 | 0.799 | 0 | Lab-Ovh
7791A1A-088-V | Sub,stem,pH,ASG V,0.165",DJ,Annular,.47"x3.43"L#H0N2K-02-01 | 0 | 0 | 6.857 | 6.546 | Lab-Ovh
472001 | Raw,Copper Rod,1/8"ODx6'L,Alloy 145 Tellurium.# | 0 | 0 | 7.34 | 7.34
472002 | Raw,Copper Rod,3/16"OD,Alloy 145 Tellurium.ROHS2# | 12240 | 0 | 1.3228 | 1.3228
473015-0001 | Sub,SS Pin,SS316,0.010" Thick x 0.12" W x 2.5" L,CN77K-06-02 | 0 | 0 | 77.7 | 0
4740000 | Elec,ODO,ABS#DOL1-TINTA | 0 | 0 | 221.579 | 0
474003 | Raw,Brass Tube 3/8" OD x 0.014 wall x 36"L (K&S 1153).ROHS2 | 50 | 0 | 11.9 | 11.9
474003-0001 | Sub,Shielding,Brass Tube 3/8"ODx0.78"L,6581C-04-03 | 0 | 0 | 13.209 | 0
474022 | Raw,Brass Rod,3/8" OD# | 0 | 0 | 24.57 | 24.57
474022-0001 | Sub,Contact Disc,0.05"L,3/8"Brass Rod,NH11L-A4-03 | 962 | 0 | 0.42 | 0.42
474025 | Raw,Brass Filter Holder,(VLDOA-04-12) RoHS2# | 2822 | 0 | 1.0878 | 0.74
476001 | Raw,Steel Wire,0.048" dia.1/4LB.1006-1008 Carbon,Zinc Galvan | 32004 | 0 | 0.00033 | 0.00033
479012 | Cable | 0 | 12.22 | 4.0442 | 7.751
480014 | Raw,Nickel pin,pH RETURE pin,5/64"ODx0.25"L(CTHLV-04-05) ROH | 662 | 0 | 0.91659 | 0.62353
481001 | Raw,Screw,#4-24 thread Forming Type B,Pan head Phil 1/4" L | 0 | 0 | 0.0285 | 0.0285
481005 | Raw,SS316 Set Screw,8-32 x 1/4"L,Slotted Cup Point R | 256 | 0 | 0.472 | 0.472
481006 | Raw,Screw,Set,SS316(A4),ISO4027/DIN 914,Socket M2x6 | 55476 | 0 | 0.0726 | 0.066
481007 | Raw,Screw,SS304,M4 x 11, Cheese Head. Hex Socket. (HRS251 | 60960 | 0 | 0.17021 | 0.12782
481008 | Acce,Screw,SS316(A4),2.2x6,flat head,T6 drive. (ERS276) RoHS | 104408 | 0 | 0.07737 | 0.05744
481015 | Raw,Screw,SS18-8,Socket Head Cap,M2x6mmL,0.4mm Pitch,100/pk | 120 | 0 | 6.38 | 6.38
481016 | Acce,Screw,glasses. ROHS2# | 210 | 0 | 0.02352 | 0.016
481017 | Raw,Hook,#6-32 thread for DFS (ZHDW602X).ROHS2# | 0 | 0 | 0.15435 | 0.084
481018 | Raw,Vantage-Down under Latch,(91-552-52)# | 57 | 0 | 6.6087 | 6.6087
481020 | Raw,Washer,Lock,External Tooth, 316SS, #6 -Fasternal# 78255 | 435 | 0 | 0.299 | 0.299
481021 | Raw,Nut,Hex, 4-40, 316SS | 0 | 0 | 0.06 | 0.06
481022 | Raw,Screw,SS316,4-40x3/16,Pan Head Phillips.# | 0 | 0 | 0.13 | 0.13
481023 | Acce,Screw,SelfTapping,SS18-8,M2.2 x 6.5L (VLDOA-09-04) RoHS | 49436 | 0 | 0.01548 | 0.01548
481024 | Acce,Screw,S.Tapping,SS18-8,2-32 x 1/4" phil flat,type AB or | 7695 | 0 | 0.01548 | 0.0118
481026 | Raw,Screw,Flat-Head Socket Cap, SS 6-32x5/16" (90585A211) | 213 | 0 | 0.208 | 0.208
481027 | Raw,Screw,Titanium for In-Situ 0094410.ROHS2 | 2327 | 0 | 0.82 | 0.82
481031 | Raw,SS316 Ring, RC67 (RC67A-V4-02) ROHS3# | 3102 | 0 | 2.8162 | 2.31
482004 | Raw,SS316 TC housing,(DNHK-04-08).ROHS2# | 0 | 0.5 | 0.47 | 0.47
482006 | Raw,SS316 Adap Support, (F0P5G-04-05).ROHS2# | 411 | 0 | 1.3148 | 1.3148
482008 | Raw,SS316 TC housing for Anise RoHS2# | 5593 | 0 | 0.2865 | 0.35818
482009 | Raw,SS316 Membrane Cap,(DOCHN-N4-03).ROHS2# | 336 | 0 | 3.114 | 3.114
482010 | Raw,SS316 Body Cap, (DOCHN-N4-02) ROHS2# | 201 | 7.88 | 3.5188 | 3.5188
482011 | Raw,SS TC Housing,904L (CTOTA-04-02) RoHS2 | 0 | 0 | 1.0677 | 0.73
482011-0001 | Sub,SS TC Housing,904L, RoHS2#,CTOTA-14-02 | 857 | 0 | 1.534 | 1.534 | Lab-Ovh
482014 | Raw,SS316 Membrane Holder, (D0ASV-04-03) RoHS2# | 140 | 0 | 8 | 8
482016 | Raw,SS316 Guard, ODO (VLDOA-04-10) RoHS3# | 888 | 0 | 7.1638 | 6.02
482018 | Raw,SS Adap,316,1/2NPT,Rosca (B0101)# | 1 | 18.69 | 17.46 | 17.46
482019 | Raw,Spring,Compression, SS (leeco# 1G036-GE/S) RoHS3 | 278 | 0 | 2.35 | 0.3629
482023 | Raw,SS316 Middle Sleeve,P-ODO (ALDOA--14-02) ROHS2# | 1 | 0 | 16.8044 | 17.1288
482024 | Raw,SS316 Guard,P-ODO (ALDOA-14-06)# | 394 | 0 | 20.7901 | 14.1429
482025 | Raw,SS304 Main Body, (DOPKS-04-01)# | 12 | 0 | 35.4521 | 35.4521
482027 | Raw,PD Holder,SS316 (VWDOA-04-04) | 5054 | 0 | 1.7774 | 2.2218
482028 | Raw,TC Housing,SS316,Spherical End,1/4ODx3"Lx0.020WA (T1 | 780 | 0 | 0.69631 | 0.46617
482030 | Raw,Membrane Cap,SS316,GEN2 ODO. (DOL2A-04-05)# | 137 | 0 | 1.8723 | 1.2749
482031 | Raw,SS Guard,DOGB. (DOGBP-04-07)# | 31 | 50 | 18.375 | 10
4825330 | Elec,pH,ABS BK,ASGVIII,_#H0H3A-L00-X0X-X000XX | 0 | 0 | 0.481 | 0.0097
483001 | Raw,Ring,Copper. RADIO-04-01 RoHS2# | 90 | 0 | 0.49392 | 0.33611
483004 | Raw,Brass Grounding Ring,P-ODO (ALDOA-14-07) ROHS2# | 360 | 0 | 1.6538 | 1.125
483005 | Raw,Screw Insert,Brass 10-32. Tri Star H1032X225C.ROHS2#ZH | 0 | 0 | 0.13 | 0.13
483006 | Raw,Thermistor Housing,brass plate GD. 1u (ALDOA-09-16)ROHS3 | 244 | 0 | 0.30948 | 0.22558
483007 | Raw,Brass Ring# | 349 | 0 | 0.32487 | 0.27625
4840001 | Raw,Press Pin,M-2 HS Steel RC 60-63 0.243"ODx2.5"L# | 79 | 4.93 | 8.41 | 8.41
4840002 | Raw,Push Out Pin,RQB type,M-2 High Speed Steel RC 60-63 .243 | 66 | 5 | 12.74 | 12.74
484001 | Raw,Aluminum Label,w/ Radiometer Logo,23mm x 125mm RoHS2# | 32 | 0 | 0.09285 | 0.06015
484002 | Raw,Aluminum Label,w/ Radiometer Logo,40mm x 125mm RoHS2# | 121 | 0 | 0.09731 | 0.053
484003 | Acce,Schirmkontakt LL. 285123360. ROHS2# | 0 | 0 | 1.3 | 1.3
485001 | Raw,Pin,prnt Circuit,Mill-Max; 3102-3-00-21-00-00-08-0 RoHS2 | 0 | 0 | 0.388 | 0.388
485002 | Raw,Pin,Receptacle,Mill-Max 7405-0-18-15-18-27-10-0. RoHS3# | 2500 | 0 | 0.41008 | 0.41008
485003 | Raw,Lead Tube,(DOF2A-09-01)# | 4 | 0 | 0.97388 | 0.53
4ACOND-2 | Elec,CT,PVC,Carbon,K=0.45#CT43V-C00-45X-X000XX | 0 | 0 | 8.537 | 0
500106 | Raw,SS 316 ATC Housing,d012-04-2204,.150 Tall X RoHS2# | 1646 | 0.27 | 0.2271 | 0.2271
500110 | Raw,SS 316,Adap MD0068SS. ROHS2# | 14 | 0 | 15.7833 | 15.7833
500111 | Raw,SS 316,CAP FOR MD0068SS. ROHS2# | 30 | 5.99 | 5.5598 | 5.5598
500115 | Acce,TC housing,SS 316,for Hach 58172-00,T1HCS-04-01 RoHS2# | 15140 | 0 | 0.38411 | 0.3
500209-R | Raw,Housing,Pt Series Electrode. BK TPX . Hack P/N 5190100# | 553 | 0 | 0.67 | 0.67
500210 | Raw,Membrane Body,ABS,SA,1/2" BLK . (CO35A-A4-01) ROHS2# | 1243 | 0 | 0.91346 | 0.91346
500210M | Raw,MEM body,NH3 molded parts,BK ABS,NH35A-04-01 RoHS2# | 3005 | 0 | 0.78 | 0.78
500211 | Raw,Membrane Cap,0.475"ODx0.9"L,ABS,Blk,#CO35S-A4-02 | 871 | 0 | 0.27885 | 0.27885
500211M | Raw,Membrane cap,0.44"ODx0.4"L,ABS Blk,#NH35A-04-02 | 7474 | 0 | 0.67988 | 0.37
500212M | Raw,ABS,Molded Blk Int Cap,NH35A-04-04 RoHS2# | 1973 | 0 | 0.09285 | 0.06015
500213M | Raw,ABS,Molded Blk Probe Cap,NH35A-04-03 RoHS2# | 8 | 0 | 0.38047 | 0.25604
500214 | Acce,Housing,Flat,Pt Series Elec. TPX Clear. Hach P/N 519020 | 135 | 0.59 | 0.5 | 0.5
500216 | Raw,Dispenser Assembly. (HACH 4756500) RoHS2# | 466 | 5.16 | 3.0306 | 3.0306
500217-R | Acce,Tip,Removable,electrode. Hach P/N 4757900.ROHS3# | 455 | 0 | 0.09 | 0.09
500219 | Raw,ABS,SA Hach Probe Cap,Blk 51981-00 | 687 | 0 | 0.001 | 0.001
500223 | Raw,DO Body,1/2",ABS SA,No printing,DH12A-04-03-M,RoHS3 | 0 | 0 | 0.72636 | 0.49464
500224 | Raw,Ref Tube Header,1/4",ABS,SA Blk,D012A-04-03M.ROHS3# | 8561 | 0 | 0.04642 | 0.032
500225 | Raw,Cathode Body,1/4",ABS,SA,Blk D012A-04-02M. ROHS2# | 310 | 0 | 0.07 | 0.07
500230BK | Raw,ABS,SA CAP,BLK,FOR CABLE,for 54 series Probe. | 295 | 0 | 0.6615 | 0.45
500230BL | Raw,ABS,SA,CAP,BLUE,FOR CABLE,for 54 series Probe. | 2901 | 0 | 0.001 | 0.001
500230RD | Raw,ABS,SA ,CAP,RED,FOR CABLE,for 54 series Probe. | 3867 | 0 | 0.001 | 0.001
500236 | Raw,Body,HH15 electrode ABS,SA (HH15A-04-01-M) RoHS2# | 45 | 0 | 0.25166 | 0.17125
500237 | Raw,ABS,SA HH15 ELECTRODE CAP. ROHS3# | 80 | 0 | 0.10377 | 0.07059
500238 | Raw,Body,Bulkhead,ABS BK,A0B2A-04-03-M RoHS2# | 22 | 0 | 0.28 | 0.28
500239 | Raw,Upper Housing,SA,ABS,A0B2A-04-04-M RoHS2# | 452 | 0 | 0.28859 | 0.28859
500240 | Raw,JACKET,BNC,ABS,SA,AOB1A ( A0B1A-04-01-M RoHS2)# | 139 | 0 | 0.16582 | 0.1625
500242 | Raw,ABS,SA,Vernier Body Vernier Dissolved Oxygen# | 0 | 0 | 0.32487 | 0.17676
500253 | Raw,Body cylindrical,ABS,SA Hach 55213-00.RoHS2# | 0 | 0 | 1.62 | 1.62
500254 | Raw,Body,Lower modified EC310. HACH 5521500.RoHS2# | 68 | 0 | 2.1 | 2.1
500255 | Raw,Body,lower,EC310. HACH 5521800. RoHS# | 132 | 0 | 2.1 | 2.1
500258 | Raw,Screw,Hach 8-32 x 1/4# | 0 | 0 | 0.08 | 0.08
500300 | Raw,Etfe Tefzel,Flangeless Ferrule,1/16" Tubing# | 251 | 0 | 0.60014 | 0.60014
500301 | Raw,ABS,Cap,Blue,MOLD RoHS2# | 3490 | 0 | 0.16023 | 0.16023
500302 | Raw,Body,ABS (757),BLK .5" NPT RoHS2# | 4279 | 0 | 0.69631 | 0.5864
500303 | Raw,ABS,Guard,BLK HM54A. ROHS2# | 4472 | 0 | 0.3559 | 0.24162
500305 | Raw,ABS,CAP Red,MOLD,HM54A. ROHS2# | 1413 | 0 | 0.17963 | 0.07
500318 | Raw,Base,Junction,BK,HM61E-04-04. ROHS2# | 826 | 0 | 0.36 | 0.36
500321 | MRO,ISE tool,for disk DLABS-04-02A large. ROHS2# | 0 | 0 | 20.4276 | 11.117
500322 | MRO,ISE tool,for disk DLABS-04-12A small RoHS2# | 0 | 0 | 22.1053 | 23.625
500323 | Acce,Tube,molding BK ABS,CT25- No Vernier logo CT25A-04-01-M | 200 | 0 | 0.4116 | 0.231
500324 | Raw,Cap,ABS Yellow,HM54A. ROHS2# | 266 | 0 | 0.18493 | 0.07
50086-00 | Elec,ORP,Glass,PT Rod,_#RR04G-D00-X0X-SX22BX | 9 | 38.04 | 65.59 | 33.642 | PROX Lab
50087-00 | Temp,TC,316SS,10K 3AI,#T0HRG-X28-X0X-SX23GX | 33 | 11.11 | 11.16 | 5.35
503007 | Raw,Kynar Molded Insert Blk,Twistlock. HMPTK-09-01.ROHS2# | 17 | 0 | 5.1536 | 3.509
503008 | Raw,Kynar,Molded probe body,Blk,Twistlock. HMPTK-09-02.ROHS2 | 23 | 0 | 1.9888 | 1.3529
503009 | Raw,Kynar,Molded,Top piece,Blk,Twistlock# | 102 | 0 | 0.001 | 0.001
506004 | Raw,Extension Stem,PVC SA Nitratr,Vernier,(MDNO-04-1003-1) | 0 | 0.51 | 0.13836 | 0.09343
506006 | Raw,BK PVC Junction R9ISV-04-03# | 0 | 0 | 0.0396 | 0.0396
508002 | Raw,Supporting Disc,Clear PP,RoHS (MDNO-04-1005) RoHS2# | 312 | 0 | 0.0619 | 0.0406
509001 | Acce,Titanium Rod,.123" pin,DO/CT COMBO# | 0 | 0 | 0.009 | 0.009
511005 | Raw,Pt Wire,0.005"OD,99.9%,RoHS2# | 1059.704 | 0 | 0.77093 | 0.26246
511010A | Raw,Pt Wire,0.010"OD, 99.9%. RoHS3# | 10236.397 | 0 | 1.19 | 3.0413
511015 | Raw,Pt Wire,0.015"dia. 99.9% RoHS2# | 18.4 | 0 | 5.2766 | 10.7702
511020 | Raw,Pt Wire,.020 24G,99.95% RoHS3# | 875.236 | 0 | 4.82 | 2.151
511030 | Raw,Pt Wire,.030" (20G),min 99.9% purity RoHS3# | 61.698 | 0 | 27.0733 | 8.7278
511030-3 | Raw,Pt wire,.030 (20G) 99.98% pure RoHS3# | 0 | 0 | 17.6094 | 9.5833
511040 | Raw,Pt Wire,.040" (18G) 99.9% RoHS2# | 447.991 | 0 | 19.55 | 37.665
511060 | Raw,Pt Wire,.060" 99.99% RoHS3# | 471.401 | 0 | 70.76 | 70.7587
511126 | Raw,Pt Wire,0.012"dia. RoHS3# | 744.6 | 0 | 3.0503 | 1.66
51130 | Raw,Nosecone Molded part RoHS2# | 0 | 1.67 | 0.9439 | 0.85
512002 | Raw,Pt Band,0.18"ODX 0.156"ID X 0.055"W. PTBAD-04-01,RoHS3# | 600 | 0 | 9.4224 | 6.5625
512003 | Raw,Pt Band,0.43"OD x 0.39"ID x 0.04"W RoHS2# | 31 | 0 | 13.2559 | 13.2559
512100 | Raw,Pt Band,0.25"ODx0.10"Wx0.008" wall,RoHS3# | 250 | 0 | 11.46 | 19.63
512101 | Raw,Pt Band,0.31"x0.1"x0.01" RoHS2 | 25 | 0 | 15.43 | 15.43
512103 | Raw,Pt Band,0.25"ODx0.08"Wx0.008" wall RoHS2# | 35 | 0 | 9 | 9
512104 | Raw,Pt Band,0.205"ODx0.06"Wx0.008" wall RoHS2# | 260 | 0 | 8.5658 | 9.54
513001 | Raw,Pt Plate,5 x 5 x 0.3mm,99.95% RoHS2# | 83 | 0 | 6.4052 | 6.4052
513002 | Raw,Pt Disc,0.318"Dia x 0.01TH. RoHS2# | 21 | 0 | 23.1981 | 12.6248
513003 | Raw,Pt Disc,4.5mmdia x 0.005" thick RoHS2# | 19 | 0 | 2.7 | 2.7
513005 | Raw,Pt Disc,4mmdia x 0.005" thick RoHS3# | 247 | 0 | 4.7775 | 3.25
513007 | Raw,Pt Disc,3.8mmdia x 0.005" thick RoHS2# | 76 | 0 | 3.745 | 2.0381
51340013 | Acce,Membrane assembly (3)#MD1004 | 0 | 44.88 | 5.655 | 10.282
51341000 | Elec,ISE,ABS BK,ASG V,MONO#NH35A-G00-X0X-S003BX | 9 | 220.64 | 32.506 | 29.08 | PROX Lab
515001 | Raw,Pt Disc,2.5mm OD x 0.1mm Thin,99.95% DISC1-09-01 RoHS3# | 13371 | 0 | 1.4408 | 0.98
515002 | MRO,Tungsten crucible 99.9%. 1.1"ODx1.0"IDx1.25"L,0.05"Wall | 1 | 0 | 630.0347 | 72.6
515005 | MRO- Raw Crucible, Platinum | 0 | 0 | 1043.75 | 1043.75
51673-00 | Raw,Acce,Micro stir,Hach supplied BLK frame(4864400),no fun | 4 | 4.83 | 0.71 | 0.603
5168200 | Acce,Micro stir,Hach supplied BLK frame(4864400),w/funnel | 16 | 7.26 | 1.281 | 1.49
5172 | Elec,pH,Ryton,ASGV,DJ#HT61Z-F86-D0X-C050TX | 3 | 40.57 | 56.616 | 52.929
5191030 | Elec,pH,ABS BK,ASGIV,SJ#H0H1A-M06-R0X-M003P5 | 0 | 32.5 | 23.2848 | 15.84
5191031 | Elec,pH,ABS BK,ASGIV,SJ#H0H1A-M06-R0X-M003BF | 0 | 29.69 | 26.1072 | 17.76
5191032 | Elec,pH,ABS BK,ASGIV,SJ#H0H1A-M06-R0X-M003B8 | 0 | 29.67 | 29.1325 | 19.8175
5191530 | Elec,pH,ABS BK,ASGV,DJ#H0HFA-F00-V0X-M003BX | 0 | 26.87 | 18.212 | 16.498
5192530 | Elec,ISE,ABS BK,NA Bulb,DJ#NAH1A-R00-V0X-M003BX | 0 | 55.64 | 15.334 | 0.0097
51927-11 | Raw,NH3 replacement membrane module, 5PK#51927-11 | 0 | 32.13 | 10.462 | 8.894
5192730 | Elec,ISE,ABS BK,NH3,Gas Sensing,MONO#NH35A-G00-X0X-S003BX | 0 | 78.83 | 10.333 | 3.871
5192900 | Raw,Bottle,Elec Storage w/ Cap & Sponge, 3x5zip #650025 | 0 | 1.52 | 0.675 | 0.675
5193530 | Elec,pH,Hach Smoke Grey Plastic,ASGIV,SJ#H0HGY-M06-S0X-M003P | 0 | 28.39 | 45.446 | 26.898 | PROX Lab
5193532 | Elec,pH,Hach Smoke Grey Plastic,ASGVIII,SJ#H0HGY-L06-S0X-M00 | 0 | 24.96 | 18.356 | 10.808 | PROX Lab
5193730 | Elec,ORP,ABS BK,PT Band,SJ#R0H1A-P06-R0X-M003P5 | 0 | 54.05 | 49.877 | 29.311
5193930 | Elec,ORP,Hach Smoke Grey Plastic,PT Band,SJ#R0HGY-P06-S0X-M0 | 0 | 53.28 | 45.42 | 26.555
5194000 | Elec,pH,Hach Smoke Grey Plastic,ASGIV,SJ#H0HRY-M06-R0X-M003P | 0 | 29.28 | 31.213 | 21.03
5194100 | Solu,Reference Fill, 4M KCl w/AgCl, 60mL, #RF00H2-02 | 0 | 2.83 | 0.281 | 0.281
5196000 | Acce,Bod stirrer Acceory# | 9 | 16.48 | 3.015 | 2.543
5196830 | Acce,Kit,DO service #MD1006-DH12 | 0 | 18.55 | 8.93 | 10.816
5197300 | Acce,Module,DO membranes,2 modules#MD1003-02 | 0 | 20.1 | 8.38 | 11.162 | Lab-Ovh
5197400 | Acce,Calibration chamber,DO probe# | 0 | 0 | 0.735 | 0.45
5197530 | Elec,CT,Epoxy BK Solid,Carbon,K=0.45#CTH1L-C06-45X-MX40P5 | 0 | 49.76 | 32.365 | 16.188
5197533 | Elec,CT,Epoxy BK Solid,Carbon,K=0.45#CTH1L-C06-45X-M010P5 | 0 | 51.19 | 12.185 | 4.821
5198030 | Temp,TC,316SS,30K OHM,#T2HTA-S06-X0X-M003P5 | 0 | 18.02 | 14.4563 | 9.46
5198032 | Temp,TC,316SS,30K OHM,#T2HTA-S06-X0X-M003H8 | 0 | 11.49 | 7.9821 | 5.43
52030 | Raw,Molded Plastic Part w/ threading RoHS2# | 3000 | 1.1 | 0.38047 | 0.26338
521001 | Raw,Wire,Silver, 99.95% pure, 0.015"Dia | 6541.6 | 0 | 0.06983 | 0.02551
521002 | Raw,Wire,Silver, 99.95% pure, 0.010"Dia, 3000 Ft/Roll | 201319.951 | 0 | 0.03308 | 0.02739
521003 | Raw,Wire,Silver, 99.95% pure, 0.078"Dia, RoHS2 | 9 | 0 | 15.866 | 13.367
521005 | Raw,Rod,Silver, 99% Pure, 0.25"Dia x 12"Long, RoHS2# | 312 | 0 | 4.5402 | 4.5402
521005-0001 | Sub,Rod,Silver wire,0.25" ODx12"L 99% PURE RoHS2,R0RTG-04-02 | 0 | 0 | 5.039 | 0
521006 | Raw,Wire,Silver, 99.95% pure, 0.040"Dia -0.00/+0.005, RoHS2 | 2400 | 0 | 0.54346 | 0.36969
521080 | Raw,Wire,Silver, 99.95% pure, 0.080"Dia | 878.5 | 0 | 1.9551 | 1.33
521081 | Raw,Rod,Silver, 99.95% pure, 5/32"Dia x 12"Long, RoHS2 | 0 | 0 | 56.7398 | 38.5985
521081-0001 | Sub,Silver Rod,Silver wire 5/32"ODx12"L. 99.95% RoHS2,R0R8G- | 46 | 0 | 7.542 | 7.542 | Lab-Ovh
521623 | Acce,Kit,pH and ORP Winterizing | 0 | 9.82 | 2.54 | 2.54
522001 | Raw,Tube,Silver, 99.95% pure, 0.22"x.205"x1.5"+/-.003, RoHS2 | 2340 | 0 | 4.8433 | 4.0155
522186 | Elec,pH,ABS BK,ASGV,DJ#HE54A-W00-B0X-S003FB | 310 | 25.97 | 14.616 | 14.616 | Lab-Ovh
522187 | Elec,ORP,ABS BK,GD Disc,DJ#RE54A-G00-B0X-S003FB | 260 | 52.06 | 53.061 | 53.061 | Lab-Ovh
523003 | Raw,Foil,Silver, 99.95% pure, 3.9x3.66x0.1mm | 0 | 0 | 3.0106 | 3.0106
523399 | Elec,pH ORP,PC,ASGVIII/Pt D,SJ#RH31NB-L02-S0X-CX04M12 | 0 | 76.25 | 29.0143 | 32.445
524001 | Raw,Silver Anode,R-S anode. 241-1# | 88 | 0 | 18.4434 | 18.4434
52A-31113221 | Elec,pH,Kynar BK,ASGIII,DJ#HFPTK-T01-B0X-C015TX | 0 | 208.9 | 34.841 | 0.0097
531003 | Raw,Rod,Gold, 0.08"Dia x 0.23"Long, ROHS3 | 1952 | 0 | 47.5114 | 35.4375
534001 | Raw,Disk,Gold, 0.25"Dia x 0.025"Thick | 129 | 0 | 82.2843 | 55.98
534002 | Raw,Wire,Gold, 99.99% pure, 0.06"Dia, RoHS3 | 0.75 | 0 | 2296.6545 | 693
534003 | Raw,Disk,Gold, 0.195"Dia x 0.025"Thick RoHS3 | 16 | 0 | 25.0045 | 36.3
534004 | Raw,Wire,Gold, 99.99% pure, 0.040"Dia, RoHS3 | 14.609 | 0 | 226.1807 | 226.1807
534005 | Raw,Disk,Gold, 3mm OD x 0.5mm thick, 99.99% | 2 | 0 | 8.2964 | 4.515
5393G | Elec,CT,Epoxy BK Solid,Carbon,K=1.0#CT13L-C04-10X-FM05TX | 14 | 61.08 | 14.439 | 9.391
540001 | Raw,Lead wire,99.9%,1mm OD 100 m/Roll, | 788.252 | 0 | 0.3528 | 0.24
540002 | Raw,Lead Foil,0.040x12"x4' 99.9%# | 20 | 0 | 38.14 | 38.14
540030-A | Raw,Borosilicate Glass balls,2mm+/- .02mm FLOW CELL# | 79939 | 0 | 0.00497 | 0.0009
550001 | Raw,Antimony slug,0.75"l x .21"d 99.8% min (097625)# | 70 | 0 | 24.5 | 24.5
550001-0001 | Sub,Antimony,Antimony slug,0.75"lx.21"d 99.8% min(097625),AT | 0 | 0 | 27.195 | 0
55-11-30-242211 | Elec,pH,ABS BK,ASGV,DJ#HF55A-F01-D2X-P030TX | 0 | 149.94 | 56.632 | 118.681
5519500 | Elec,pH,ABS BK,ASGV,SJ#HH15A-F00-A0X-X000FB | 12 | 18.17 | 21.541 | 2.007 | PROX Lab
5519600 | Elec,pH,ABS BK,ASGVIII,SJ#HH14A-L00-A0X-X000FB | 15 | 34.9 | 21.561 | 3.399 | PROX Lab
5526 | Temp,TC,316SS,1K OHM,#T0CSS-X04-X0X-X000P5 | 0 | 56.97 | 43.0571 | 43.0544
5527730 | Elec,ISE,ABS BK,_,MONO#IS16A-X00-X0X-SX07BX | 13 | 38.66 | 23.246 | 20.57 | PROX Lab
5528130 | Elec,pH,ABS BK,ASGV,_#HH16A-F00-X0X-SX07BX | 28 | 41.04 | 17.321 | 17.321 | PROX Lab
5531030 | Acce,Kit,Sensor, #HKB3A-F81-RKV-N020TX | 0 | 0 | 0.0097 | 0.0097
5541030 | Acce,Kit,Sensor, #HKB3A-L81-RKV-N020TX | 0 | 0 | 0.0097 | 0.0097
5544541131 | Elec,CT,ABS BK,Carbon,K=0.475#CTOTA-C06-47X-GX2.5NC | 43 | 101.05 | 27.728 | 27.728 | Lab-Ovh
5561030 | Elec,Sensor Kit # HKB2A-F06-BKV-N020TX | 0 | 81.68 | 61.119 | 38.617 | PROX Lab
5571030 | Elec,Sensor Kit #HKB2A-L06-BKV-N020TX | 0 | 82.29 | 42.918 | 28.075
561002 | Raw,Pt Disc,.195"+/-.003x.005" 99.99%,RoHS3#561002 | 6248 | 0 | 5.9907 | 4.08
572011 | Elec,ISE,PVC,PVC M,MONO#KT75V-P00-X0X-SX12Y5 | 0 | 102.08 | 9.241 | 6.946
5745100 | Elec,ISE,FL Kit,Molded Material,MoNo #FLH6I-X0X-X0X-X000XX | 55 | 106.11 | 51.686 | 51.686 | Lab-Ovh
5812711 | Acce,Membrane Kit (PK/3),Ammonia for Hach Intellical | 0 | 20.69 | 4.722 | 4.722
58172-00 | Temp,TC,316SS,30K NTC# | 7167 | 7.02 | 3.53 | 3.53 | Lab-Ovh
58261-00 | Elec,CT,CSH,Carbon,K=0.4#CTH2X-C06-04X-X000XX | 0 | 39.26 | 19.162 | 19.162 | Lab-Ovh
5828100 | Elec,pH,CSH,ASGIV,SJ#H0HWX-M06-R0X-X000XX | 30 | 26.17 | 15.806 | 15.806 | Lab-Ovh
5828500 | Elec,pH,Grey Polymer,ASGIV,SDJ#H0HWJ-M06-I0X-X000XX | 684 | 41.07 | 25.675 | 25.675 | Lab-Ovh
5828500-Z | Elec,pH,CSH,ASGIV,SDJ#H0HWX-M06-I0X-X000XX | 0 | 28.14 | 16.827 | 16.827 | Lab-Ovh
5898 | Elec,CT,Epoxy BK Solid,Carbon,K=1.0#CT14L-C11-10X-F050H3 | 0 | 0 | 51.624 | 20.861
59001-65 | Elec,pH,Epoxy Clear,ASGVIII,SJ#H035Q-L00-S0X-S003BX | 47 | 29.56 | 15.468 | 15.135 | Lab-Ovh
59001-70 | Elec,pH,Epoxy Clear,ASGVIII,DJ#H035Q-L00-D0X-S003BX | 41 | 32.05 | 20.815 | 20.815 | Lab-Ovh
59001-75 | Elec,ORP,Epoxy Clear,PT Disc,SJ#R035Q-F00-S0X-S003BX | 0 | 46.79 | 29.971 | 29.971 | PROX Lab
59001-77 | Elec,ORP,Epoxy Clear,PT Disc,DJ#R035Q-F00-D0X-S003BX | 2 | 47.83 | 27.005 | 27.005 | PROX Lab
591011 | Raw,Pin,Titanium 0.1"dia x 0.85"L (CT54A-04-04).ROHS2# | 936 | 0 | 2.7746 | 1.51
592001 | Raw,Spring,Titanium for In-Situ 0035010 ROHS2 | 1507 | 0 | 0.48 | 0.48
5E1030 | Elec,pH,Glass,ASGIII,_#H0G7G-T00-X0X-X000XX | 58 | 8.71 | 5.599 | 5.599 | Lab-Ovh
600001 | Acce,Cable,51905-01,Coax+3 40" & 5 pin conn Hach (DWG# 60000 | 0 | 0 | 21.609 | 14.7
600004 | Acce,Cable,51906-01,5 CON 40",5 PIN CONN HARNASS ASSY.ROHS2, | 0 | 0 | 18.1795 | 12.367
600005 | Acce,Cable,51906-03 5 cond 112",5 pin conn,harnass assy.ROHS | 110 | 0 | 11.7564 | 11.7564
600006 | Cable,Coax+2 (40") & BNC Conn,Harness RoHS2,# | 30 | 0 | 3.81 | 3.81
600007 | Acce,Cable,Coax+2 (40") & 3.5 phone plug & BNC Conn,harness, | 0 | 0 | 1.35 | 1.35
600008 | Acce,Cable,Coax+2 (40")% 8 pin din & BNC Conn,Harn Ass,# | 75 | 0 | 10.3356 | 0
871PH-4F1A-3 | Elec,pH,CPVC,Flat Bulb,w/PCB,PT1k,TI,Ceramic jct,Ryton,Cable | 0 | 491.69 | 257.906 | 0 | Lab-Ovh
600014 | Cable,SA,Hach,Male Quick Disconnect48263-00,# | 129 | 0 | 9.4935 | 9.4935
600015 | Cable Assembly,Molded BNC/NC 45 inches RG174(CABLE-09-04-1)R | 1725 | 0 | 2.8708 | 1.9506
600020 | Cable Assy,BTA connector w/ Grommet & Cap,6FT(NOV5V-P6-05) | 350 | 2.65 | 3.57 | 0
6000ED | Elec,pH,Plastics BK Smoke,ASGVIII,DJ#H6KEB-L02-D0X-X000JX | 1 | 109.43 | 25.061 | 21.27 | PROX Lab
PH10-1N4A-DA | Elec,Dolphin,PH,DOME BULB,PT1K,10FT CABLE,IECEx | 0 | 280.56 | 132.615 | 0 | Lab-Ovh
876PH-TXDA | PH/ORP/ISE INTELLIGENT TRANSMITTER | 0 | 238.61 | 85.872 | 0 | Lab-Ovh
871A-3F-3-3M | Elec,871A-3F-3,3M Cable Length | 0 | 293.51 | 118.574 | 126.79 | Lab-Ovh
871PH-4F1A-3-20 | Elec,871PH-4F1A-3,20FT Cable Length | 0 | 517.2 | 282.951 | 0 | Lab-Ovh
00070584-055 | Sub,Cut,Barium, 5.84mm (.230") x 055mm (2.17") Length | 0 | 0 | 0.009 | 0
615330A | Acce,Instruction,WTW,AG/S. Ag/s500 Ag/s800# | 2 | 0 | 0.47 | 0.47
615332A | Acce,Instruction,WTW CA Ca500/Ca800# | 0 | 0 | 0.47 | 0.47
615336A | Acce,Instruction,WTW,CN 500/CN 800# | 9 | 0 | 0.51 | 0.51
615337A | Acce,Instruction,WTW Cu 500/Cu 800# | 0 | 0 | 0.51 | 0.51
615338A | Acce,Instruction,WTW,Flouride. F500/F800# | 103 | 0 | 3.15 | 0
615340A | Acce,Instruction,WTW,K 500/K 800# | 0 | 0 | 0.47 | 0.47
615342 | Acce,Instruction WTW,N03# | 0 | 0 | 0.67231 | 0.6729
615342A | Acce,Instruction WTW,NO 500/NO 800# | 0 | 0 | 0.47 | 0.47
615344A | Acce,Instruction WTW,Pb 500/Pb 800# | 0 | 0 | 0.47 | 0.47
615345A | Acce,Instruction,WTW Reference. R503/P R503/D# | 17 | 0 | 0.47 | 0.47
615346 | Acce,Instruction,WTW AmmoLyt NHA# | 18 | 0 | 0.6729 | 0.6729
6188400 | Elec,ISE,PVC,PVC M,DJ#DNHKV-P81-90X-X000XX | 0 | 198.48 | 41.974 | 39.701 | PROX Lab
630005 | PNS,Box, Tan Shipping 22 x 12 x 12 Corrugated Box | 0 | 0 | 1.18 | 1.18
630007 | Raw,Box, Fold, White, 5"x 2-1/16" x 2-1/16" (200-B grade) | 3064 | 0 | 0.218 | 0.21804
630016 | PNS,Box, Shipping Folding 12" X 3.5" X 3",wht Corrugated ma | 0 | 0 | 0.52 | 0.52
630017 | Box, Shipping, long Tan 18 X 6 X 4 uline# S-4154# | 36 | 0.51 | 1 | 1
630021 | Raw,Box,Fold,10x3x3 Ind RoHS2# | 6964 | 0 | 0.34042 | 0.36
630022 | Raw,Box Insert,for 630021 Box.ROHS2# | 10601 | 0 | 0.07737 | 0.1375
630026 | PNS,Box, Shipping 24X24X12 | 0 | 0 | 2.2082 | 2.2082
630028 | PNS,Box, Shipping Box, 6 X 6 X 30 | 0 | 0 | 0.79896 | 0.79896
630033 | Raw,Box,Ship,Hach Mailer 13x10 x3",White | 432 | 1.53 | 1.53 | 1.53
630050 | Raw,Box,HACH Korrvu,Insert and Box set. 10-1/2x5-1/4x2-1/8 R | 0 | 0 | 1.1466 | 0.78
630051 | Raw,Box,ASI Elec,8-1/2x3-9/16x2-1/8 D/C,1 color prnt.ROHS2# | 1144 | 0 | 0.92 | 0.88
630051-INS | Raw,Box Insert for ASI Electrode wht Box.ROHS2# | 1090 | 0 | 0.23153 | 0.1575
630051-WH | Raw,Box,ASI Electrode,wht;8-1/2x3-9/16x2-1/8 D/C,ROHS2# | 180 | 0 | 0.43327 | 0.28571
630055 | Raw,Box,Radiometer Korrvu,Insert and Box set. 10-1/2x5-1/4x2 | 998 | 0 | 1.47 | 1.47
630059 | Raw,Box, White Literature,14"Lx3-3/4"W x 2-3/4"H | 7204 | 0 | 1.1 | 0.9
444004-0004 | Sub,J Base,0.625"ODx0.30"L,Nat Kynar,w/GND hole,H087V-G4-03 | 33 | 0 | 0.215 | 0
414013-061 | Sub,Cut, Lead Free Glass, 4.2mm (0.165") OD X 2.39"L | 0 | 0 | 0.002 | 0
414011-063 | Sub,Cut, Lead Free Glass, 8mm (0.325+/-0.005") OD x 2.45"L | 0 | 0 | 0.002 | 0
6593A1A8-072-8 | Sub,stem,pH,ASG VIII,SJ,Annular,0.325"x2.8"L#H000G-32-01 | 21 | 0 | 0.015 | 0.015
414014-148 | Sub,Cut, Lead Free Glass, 5.97mm (0.235") OD x 5.7"L | 0 | 0 | 0 | 0
630069 | PNS,Box, Shipping,15"x12"x10" Corrugated,single wall | 0 | 0 | 0.9 | 0.9
7793A5KS-211 | Sub,stem,ORP,DJ,1wick,Pt Disc,.472x8.3"L,Refill,R04KG-01-01 | 2 | 0 | 7.589 | 7.589
630071 | Raw,Box,Anise,5"x5"x5" w/ two inserts-top and bottom,Rohs | 7330 | 0 | 1.2 | 1.2
630076 | PNS,Box, Shipping Box & Insert,Testrode,color printed, | 50 | 0 | 0.555 | 0.555
630079 | PNS,Box,Shipping, 28" X 18" X 12 Corrugated | 0 | 0 | 3.19 | 3.19
630080 | PNS,Box, Shipping,14-1/2" x 12" x 16". For Vernier Products. | 0 | 0 | 1.5435 | 1.05
630081 | PNS,Box, Shipping ,22" x 20" x 14" Corrugated | 0 | 0 | 2 | 2
630083 | PNS,Box, Shipping ,540 X 320 X 470mm. (1-AW1424) | 0 | 0 | 1.5 | 1.5
875PH-A2C-A | PH/ORP/ISE ANALYZER,120VAC,PIPE,CSA,STORM DOOR | 0 | 456.91 | 155.746 | 152.626 | Lab-Ovh
630085 | MRO,Box,Ship,4GV UN 13SP (Variation)-13"x13"x12.75" (PK13SP) | 0 | 0 | 0.52 | 0.52
7792A1A-088-V | Sub,stem,pH,ASG V,0.195",DJ,Annular,.47"x3.43"L#H0N2K-22-01 | 60 | 0 | 6.857 | 6.857 | Lab-Ovh
6320041295 | Raw,Plastic parts# | 0 | 10.04 | 4.7571 | 4.7547
640104 | Raw,Shrink Tubing,3/16"x4'L; BK RoHS3# | 18034.7 | 0 | 0.01475 | 0.01475
640105 | Raw,Shrink Tubing,1/2"X4'; BK w/ adhesive RoHS3# | 50.5 | 0 | 1.56 | 1.56
640107 | Raw,Shrink Tubing,3/16. Orange. RoHS3# | 1900 | 0 | 0.015 | 0.015
640108 | Raw,Shrink Tubing,1/8" 2:1 Heat Shrink. Orange.ROHS3# | 6000 | 0 | 0.02 | 0.02
640109 | Raw,Shrink Tubing,3/8" BK w/ adhesive. 3M EPS-200 RoHS3# | 127 | 0 | 1.7544 | 1.7544
640112 | Raw,shrk Tubing,1/8".wht.Sumimark Irradiated Polyolefin.ROHS | 12008 | 0 | 0.02083 | 0.02083
640114 | Raw,Shrink Tube 3/16" Clear w/ adhesive# | 91215.24 | 0 | 0.054 | 0.05946
640115 | Raw,Shrink Band,PVC Clear,50mm x 66mm.144/pk.3061-17 | 0 | 0 | 4.3195 | 4.3195
640116 | PNS,Raw,Shrink Tubing,1/4". wht. Sumimark. SM3-12 RoHS3# | 7200 | 0 | 0.594 | 0.03592
640117 | Raw,Shrink Tubing,1/16". wht. Sumimark. SM3-12 RoHS3# | 57675.5 | 0 | 0.0317 | 0.03167
643001 | Raw,sil Sheet,Red 1/4x36x36 Commercial Grade Solid.ROHS2# | 0 | 0 | 196 | 196
643001-40 | Raw,sil Sheet,Red 1/4x36x36. 40A,(DSP4038CG-250-36).ROHS3# | 0 | 0 | 96.5 | 96.5
643002 | Raw,Silicone Sheet,Red 1/8x36x36. 40A RoHS2# | 2 | 0 | 110 | 110
643002-40 | Raw,sil Sheet,Red 1/8x36x36. 40A,(DSP4038CG-125-36) RoHS3# | 0 | 0 | 80.22 | 80.22
643007 | Raw,Sponge,compress,3X 6 x 5/8",open cell Beige# | 1246 | 42 | 0.79 | 0.79
643010 | Raw,Foam,Sponge Black,Shore A 50; 5x500x500mm; KF-EV50# | 5 | 0 | 2.5 | 2.5
643012 | Raw,Sponge,compress,3X 6 x3/8",open cell,Beige# | 580 | 0 | 0.68 | 0.68
643013 | Raw,Foam,Vinyl,Black 1/4" x 54" x 80" (DK2121) RoHS3 | 98046 | 0 | 0.00649 | 0.00781
643014 | Raw,Foam,Neoprene/SBR Black 1/4"x42"x72" (C121A) RoHS | 23 | 17.03 | 26.19 | 26.19
650002 | Raw,Cap,Bottle 20-410 1,2 ,& 4 oz,wht w/F217 Liner# | 12119 | 0 | 0.085 | 0.0935
650004 | Raw,Bottle,20-410 4oz cylinder Natural HDPE# | 2648 | 0 | 0.154 | 0.154
650010 | Raw,Bottle,20-410 2oz cylinder HDPE# | 1565 | 0 | 0.13 | 0.13
650011 | Raw,Bottle,Soaker,Clear cap & O Ring10.5x2 w/out Label RoHS3 | 0 | 0.12 | 0.38047 | 0.11
650011-A | Raw,Bottle Soaking,Clear,cap w/ O Ring10.5x2 and Label RoHS2 | 126 | 0.14 | 0.62259 | 0.4181
650013 | Raw,Bottle,20-410 1oz natural,Boston Round,LDPE#1-SC0102 | 994 | 0.11 | 0.19 | 0.19
650014 | Raw,Bottle,Elec Storage, Wheaton 7ml #221140, 144pcs/pk | 187 | 0 | 1.5192 | 1.5192
650020 | PNS, Raw,Sleeving,Shrink Ind. 150mm shipping box.ROHS2# | 0 | 0 | 0.038 | 0.038
650023 | Raw,Bottle,HDPE,30ml,VWR# 16155-545 1 case of 72# | 72 | 0 | 2.6162 | 2.6162
650024 | Raw,Bottle,16oz,Natural HDPE,Modern Round; 28/410# | 1556 | 0 | 0.54 | 0.54
650025 | Raw,Bottle,Elec Storage w/Cap & Grommet, no Label,1oz white | 1324 | 2 | 0.63 | 0.42758
650025-A | Raw,Bottle,Elec Storage w/Cap & Grommet & Label,1oz white | 0 | 1.23 | 0.646 | 0.546
650027 | Raw,Bottle,Elec Storage w/Cap & Grommet,40ml, Vernier ISE | 6243 | 1.39 | 0.60529 | 0.41101
650027A | Raw,Bottle,Elec Storage, 40ml | 90 | 1.05 | 0.672 | 0.0097
650028 | Raw,Bottle,28/410,8oz Modern Round# | 623 | 0 | 0.35 | 0.35
650029 | Raw,Cap,Bottle,28/410 Plastic,wht,w/ F-217 liner# | 907 | 0 | 0.03955 | 0.16
650031 | Raw,Bottle,28-400 32oz,Amber,Moden Round 35035B-B | 60 | 0 | 0.99 | 0.99
650031-L | Raw,liner,28-410 cap,0.020 Pressure Sensetive,Red.# | 6457 | 0 | 0.036 | 0.0425
650032 | Raw,Bottle,32oz natural modern round,28-410 neck# | 220 | 1.1 | 1.03 | 1.03
650034 | Raw,Bottle,Gallon,Industial Round Natural; 38/400 48/pk# | 202 | 0 | 1.75 | 1.75
650035 | PNS,Cap,bottle 38/400 PP wht w/Foil. # 68901 | 0 | 0 | 0.05 | 0.05
650041 | Raw,Bottle,Elec Storage w/Cap & Grommet, 0.86ODX1.9L,0.5oz | 3081 | 1.15 | 0.21 | 0.28421
650041-A | Raw,Bottle,Elec Storage w/Cap & Grommet & Label,0.5oz | 82629 | 2.05 | 0.21 | 0.28421
650041-A-WS | Acce,Bottle,Elec Storage w/Cap & Grommet & Sponge, 0.5oz | 0 | 0.69 | 0.255 | 0.255
650041-WS | Raw,Bottle# | 25 | 1.61 | 1.3835 | 1
650042 | Raw,Bottle,HDPE,Wide-Mouth 30ml,Nalgene# 2104-0001# | 143 | 0 | 1.3346 | 1.3346
650049 | Raw,Bottle,16oz,Amber HDPE,Modern Round; 28/400 | 200 | 0 | 0.82 | 0.69963
650050 | Raw,Cap,28/400,BK,for 32 bottle 650031# | 300 | 0 | 0.07 | 0.07
650051 | Raw,Cap,for soaking bottle 650041 and 650041-A RoHS2# | 0 | 0 | 0.11675 | 0.11675
650052 | Raw,Cap w/ grommet,for soaking bottle 650025 and 650027# | 8247 | 0 | 0.32494 | 0.27632
650053 | Raw,Bottle,20-410 1oz natural,Boston Round,HDPE (B401)RoHS3 | 6748 | 0.11 | 0.136 | 0.13
650054 | Raw,Caplug,Red,T-7X# | 0 | 0 | 0.03 | 0
650151 | Raw,Bottle,15ml,wide mouth wiht Cap RoHS2# | 2125 | 0 | 0.16538 | 0.10625
650152 | Raw,Bottle/Vial,plastic,7 dram clear styrene w/ snap cap.# | 1820 | 0 | 0.14 | 0.14
650153 | 0.020" Polystyrene Foam Pressure Seal Liner for 38mm cap | 1302 | 0 | 0.048 | 0.05
652140 | Raw,Bottle,Securi-vial,clear w/wht cap,bulk pack# | 1244 | 0 | 0.06 | 0.06
655481 | Elec,pH ORP,CPVC,ASGVIII/Pt B,_#RH5YC-L00-X0X-SX05Y3 | 3 | 68.78 | 57.948 | 25.613 | PROX Lab
6561HT-2 | Elec,pH,PVC,ASGVIII,SJ#H0HTV-L00-S0X-X000L4 | 6 | 60.82 | 32.261 | 32.368 | PROX Lab
6565HT-2 | Elec,pH ORP,PVC,ASGVIII/Pt D,SJ#RHHTV-L00-S0X-X000L4 | 5 | 116.31 | 34.626 | 34.289 | PROX Lab
6581 | Elec,pH,CPVC,ASGVIII#6581 | 7 | 51.79 | 18.428 | 15.108
65ABLU | Raw,Boot,blue,BNC waterproof,Molded elastomer# | 744 | 0 | 0.09 | 0.09
65ARED | Raw,Boot,Red,BNC Waterproof,Molded Elastomer# | 0 | 0 | 0.09 | 0.09
65D001 | Raw,Boot,Gray,1" x 2" RoHS3# | 2016 | 0 | 0.316 | 0.316
65D002 | Acce,Boot,BK,0.562" X 1" RoHS2# | 2500 | 0 | 0.33 | 0.33
65D004 | Raw,Boot,Clear 0.137 ID x 1. ROHS3# | 5816 | 0 | 0.14 | 0.14
65D005 | Raw,Boot,PVC Clear 0.22 x 1; RoHS3# | 4973 | 0.07 | 0.09 | 0.082
65D006 | Raw,Boot,Blk,0.875 ID X 2" L RoHS2# | 0 | 0 | 0.11 | 0.11
65D007 | Raw,Boot,wht,.55"x1.5"# | 587 | 0 | 0.05 | 0.05
65D008 | Raw,Boot,Red,1.312 ID x 3" L RoHS3# | 327 | 0 | 0.45 | 0.45
65D009 | Raw,Boot,Gray,0.77 x 1 1/# | 3477 | 0 | 0.01 | 0.01
65D010 | Raw,Boot,Clear 0.445ID x 1.4 RoHS3# | 622 | 0 | 0.389 | 0.389
65D010-BK | Raw,Boot,BK,0.445ID x 1.4 RoHS3# | 5182 | 0 | 0.05 | 0.05
65D012 | Raw,Boot,wht 0.625 X 1.5" RoHS3# | 649 | 0 | 0.07 | 0.07
65D013 | Raw,Boot,Clear 0.375" X 1" RoHS3# | 1989 | 0 | 0.389 | 0.389
65D014 | Raw,Boot,Blk,0.687"IDx1"Lx0.060"Wall. FOR ECD RoHS3# | 477 | 0 | 0.0946 | 0.095
65D016 | Raw,Boot,Blue,0.445" X 0.75" RoHS2#65D016 | 286 | 0.04 | 0.0619 | 0.0925
65D017 | Raw,Boot,BK,0.445X0.75" open end RoHS3# | 923 | 0 | 0.275 | 0.275
65D018 | Raw,Boot,BK,.625 x 4# | 0 | 0 | 0.01 | 0.01
65D019 | Acce,CalibrationChamber,DO. Santroprene Blk.Hach P/N5197400. | 90 | 0.59 | 0.6615 | 0.45
65D020 | Acce,WeightAssembly,DO electrode. HACH # 5196900# | 53 | 0 | 25.4494 | 13.85
65D021 | Raw,Boot,Hach,50x1.25 blk RoHS3# | 3928 | 0 | 0.04 | 0.04
65D022 | Raw,Boot,Blue .445 x 2" RoHS3# | 0 | 0 | 0.07 | 0
65D023 | Raw,Boot,Clear,0.308"x1" RoHS3# | 2206 | 0 | 0.195 | 0.195
65D024 | Raw,Boot,Pitney Blue,0.562 X 1 RoHS3# | 3294 | 0 | 0.086 | 0.086
65D025 | Raw,Boot,Red,0.562 X 1# | 2479 | 0.11 | 0.18 | 0.18
65D027 | Raw,Boot,Hach,VC-1125-16 BK RoHS2# | 577 | 0 | 0.2388 | 0.2388
65D028 | Raw,Boot,0.437"ID x 1"L. VC-437-16 BK. Insitu,RoHS2# | 2362 | 0 | 0.05 | 0.05
65D029 | Raw,Boot,wht 0.562 X 1" RoHS3# | 0 | 0 | 0.03 | 0.03
65D031 | Raw,Boot,Blue,0.312"ID x 2.5",0.04"THICKNESS RoHS3# | 1728 | 0 | 0.09 | 0.09
65D033 | Raw,Boot,Vinyl BK; 0.875"IDX3.5",VC875-56 RoHS2# | 505 | 0 | 0.3011 | 0.3011
65D034 | Raw,Boot,Vinyl BK; 1.625"IDX1.75"L,VC1625-28.ROHS3# | 1759 | 0 | 0.33 | 0.33
65D035 | Raw,Boot,Vinyl BK; 0.178"IDX1"L,RoHS3# | 4838 | 0 | 0.03 | 0.03
65D036 | Raw,Boot,Orange,0.562" X 1" RoHS3# | 3225 | 0 | 0.04 | 0.04
65D037 | Acce,Boot,sil Blue. for MD1003-01 DO membrane RoHS2# | 1278 | 0 | 0.09188 | 0.09187
65D039-YL | Raw,Boot,Vinyl Yellow,0.687"ID x 1.5"L (VC687-1500)# | 428 | 0 | 0.26681 | 0.26
65D040-BK | Acce,Boot,Vinyl BK,1"ID x 1"L (VC1000BL)# | 4796 | 0 | 0.13927 | 0.08872
65D041 | Raw,Boot,Vinyl Clear,0.290"ID x 1"L (VC-290-16) RoHS2# | 7157 | 0 | 0.12 | 0.12
65D042 | Raw,Boot,Vinyl BL,EZ-427-12-BL707. In-Situ 0064840.ROHS3# | 3920 | 0 | 0.0978 | 0.0978
660003 | Raw,Label,wiremarker 1"x1.5".5K/RLTyco#CM9614-000(SBP100143W | 24300 | 207.15 | 0.0397 | 0.02928
660005 | PNS,Label, Do Not Freeze, Uline# S-856 3" X 4" | 20 | 0 | 15 | 15
660008 | PNS,Label, Box, Foxboro, ROHS3 | 2 | 0 | 0.09254 | 0.09254
660009 | PNS,Label, Foxboro,"MADE IN U.S.A." ROHS3# | 1000 | 0 | 0.1163 | 0.1163
660010 | PNS,Label, Foxboro. ROHS2# | 1180 | 0 | 0.02 | 0.02
660013 | Raw,Label, Hach,Caution,Cable,46311-00.ROHS3# | 1000 | 0 | 0.15 | 0.15
660020 | MRO,Ribbon, thermal printer,Tyco # 1330-3300-10 110MMX300Mx2 | 2 | 21.4 | 105.99 | 127.032
660027 | PNS,Label,1" x 1" weatherproof Polyester Laser 80/sht (OL542 | 0 | 0 | 0.0115 | 0.8
660033 | Raw,Label, VERNIER,Long term ISE,IK/RL,ROHS3# | 12000 | 0 | 0.05169 | 0.05169
660034 | PNS,Label, VERNIER, Short term ISE,1K/RL.ROHS3# | 6000 | 0 | 0.06857 | 0.06857
BS813MJ | PH12 SS 3/4" NPT HOLDER GUARD HLDR,25MM | 0 | 0 | 527.195 | 0
206-7046 | Raw,Tubing,PTFE 18 AWG NAT 0.042" X 0.066" | 0 | 0 | 0.01 | 0.01
660042 | Raw,Label, Brady psbxp-211-250 Wht 1" RoHS2# | 498 | 0 | 0.568 | 0.568
660043 | PNS,Label, Brady psbx-111-187 White 1" | 0 | 0 | 125 | 125
X0118EK | SCR 5/16-18 X 1 1/4 HEX C/S FULL THRND S | 77 | 0 | 0.3232 | 0.32
660051 | Raw,Label,Hach,decal sigma.ROHS3# | 0 | 0 | 0.13 | 0
660091 | Raw,Label,THERMO Domed,Blk,Red & wht,w 3M 9471 Adhe.#1-SW320 | 224 | 1.7 | 1.5366 | 1.5366
660092 | Raw,Label,Radiometer soluction bottle.Preprint.2-15/16"x1-7/ | 1495 | 0 | 0.1069 | 0.1069
660093 | Raw,Label,Radiometer Box. 2"x 2" Hi-Gloss,1"Core Roll | 7552 | 0 | 0.0172 | 0.01723
660095 | Raw,Label,Polymetron (Hach SAS).#, use 660145 | 0 | 0 | 0.001 | 0.001
660096 | Raw,Label,Polymetron "e". 1"x1",green.ROHS2# | 1325 | 0 | 0.05513 | 0.03
660097 | Raw,Label,soaking bottle.ROHS2# | 1600 | 0 | 0.01646 | 0.01125
660120 | PNS,Label,Contains Mercury. 2" x 2" Hi-Gloss.ROHS3# | 2000 | 0 | 0.1362 | 0.1362
660121 | PNS,Label, Plastic w/ Printing.Contains Mercury. 0.03"x0.79 | 4000 | 0 | 0.31 | 0.31
660123 | PNS,Label, paper,Oxidizer 5.1# | 50 | 0 | 0.1544 | 0.1544
660124 | PNS,Label, paper,Toxic 6# | 50 | 0 | 0.1544 | 0.1544
660125 | PNS,Label, paper,2"x4" Rectangle-green,pastel colored. OL125 | 0 | 0 | 0.01264 | 12.92
660129 | PNS,Label, Brady, 1.5"x0.4" 500/roll. CL217-619# | 0 | 0 | 0.0922 | 0.0922
660130 | Raw,Label,paper,2"x4" Rectangle-BL,pastel colored. OL125BX# | 22771 | 0 | 0.01303 | 0.01303
660132 | Raw,Label,Fluorescent Green - 4" x 2". 10 labels/sheet. (OL1 | 250 | 0 | 0.21185 | 0.21185
660134 | Raw,Label,Red Arrows UP,3 x 4". International Safe Handling. | 10800 | 0 | 0.036 | 0.036
660135 | Raw,Label,silver w BK printing,ALDO (ALDOA-09-01)# | 1000 | 0 | 0.25725 | 0.14
660136 | Raw,Label,4 inch Round semi-gloss,BL-PMS647. VWR-LBSYM4.ROHS | 2 | 0 | 1.5267 | 1.5267
660137 | PNS,Labels," Keep Dry/Fragile/Up",3 "x 4" Safe Handling. 500 | 2 | 0 | 0.034 | 0.034
660138 | Raw,Lable,wht Round,10mm dia,printable. 414pcs/sh (OL129WS) | 248400 | 0 | 0.00259 | 0.00259
660139 | PNS,Label,1" x0.75",Weatherproof Polyester Laser (OL28LP)# | 8900 | 0 | 0.0069 | 0.00624
660139-WX | Raw,Label,1" x0.75",Standard wht Matte,90/sh (OL28WX)# | 1100 | 0 | 0.19 | 0.19
660140 | Raw,Label, 2.83" x 1.5",True Yellow(OL5350TY),21 per sheet | 997 | 0 | 0.1751 | 0.2124
660141 | Raw,Label,Glass. Vernier pH. wht.# | 49 | 0.43 | 1.75 | 1.75
660144 | PNS,Label, 2 x 4,wht,10pcs/sht.,250sht/box (unv80004)# | 0 | 0 | 0.015 | 0.015
660145 | PNS,Label,2.5"x 1.5" white laser,21per/sheet.100 sht/box | 25200 | 0 | 0.0124 | 0.01238
660146 | Raw,Label,1" x 2-13-16" wht,33pcs/sheet. 100sht/bx(UNV90102) | 23430 | 0 | 0.0078 | 0.00794
660147 | PNS,Label,3-1/3" x 4" Clear,6pcs/sheet.,50sht/box (ave5664) | 0 | 0 | 0.1314 | 0.13143
660148 | PNS,Label, Clear label 2'' x 4'' (10pcs/sheet) (ave5663)# | 1 | 0 | 0.068 | 0.068
660149 | PNS,Label,1" x 2-5/8" Clear,30pcs/sheet. 50sh/bx. (ave5660) | 0 | 0 | 0.00866 | 0.00866
660150 | PNS,Label,1/2" x 1-3/4" wht,80pcs/sheet. (ave5167)# | 0 | 0 | 82.99 | 82.99
660151 | PNS,Label,1"x 2-5/8",30pcs/sht.100sht/bx,5160,see44005160 | 0 | 0 | 0.00461 | 0.00461
660152 | Raw,Label,Hazard Class 8. 4"x4.75".500/pl LB-SN13US-1814# | 11500 | 0 | 0.05 | 0.05
660153 | PNS,Label,2-1/8" x 2-3/4",wht,DYMO 30324. 320pcs/rl# | 6 | 0 | 4.73 | 4.7283
660154 | PNS,Label, ISE. 432349# | 1000 | 0 | 0.025 | 0.025
660155 | PNS,Label, pH H028-TNOI# | 1000 | 0 | 0.025 | 0.025
660156 | PNS,Label,1/2"x 1-3/4"Clear,80pcs/sheet. 25sht/bx avy5667 | 1 | 0 | 0.01 | 22.85
660157 | PNS,Label, limited Quantity,4" x 4" 500/rl (LB-CNV80)# | 1 | 0 | 0.10846 | 0.10846
660158 | Raw,Label,1.75" X 0.5", White Matte (OL25WX) ANISE | 29400 | 0 | 0.01187 | 0.01187
660159 | PNS,Label, 1.5"x1",wht Matte,50/sheet. (OL1000WX)# | 100 | 0 | 0.2378 | 0.2378
660160 | PNS,Label, 2.83" x 1.5",21/sh True Green (OL5350TG)# | 0 | 0 | 0.2895 | 0.2895
660164 | PNS,Label, 2.83" x 1.5" Purple, 21pcs/sheet. (OL5350TP)# | 0 | 0 | 0.37 | 0.3713
660165 | PNS,Label, White 2-1/8'' x 2-3/4'', Seiko SLP-DRL. (320pcs/r | 0 | 0 | 4.09 | 4.09
660166 | PNS,Label, 2.83"x 1.5",Gray,21 labels per sheet.(OL5350TE)# | 5250 | 0 | 0.23 | 0.01196
660167 | Raw,Label,0.5" x 0.75" 200 labels per sheet. (OL6275WX)# | 49900 | 0 | 0.0038 | 0.0038
660168 | PNS,Label, 1" x 2-1/2". 24pcs/sheet. 25sht/bx (ave 60517) | 0 | 0 | 0.05 | 0.05
660169 | PNS,Label, 5.5 x 8.5 2pcs/sheet. 100sht/bx (UNV80206))# | 0 | 0 | 0.03815 | 0.03815
661018 | Acce,Instruction,Hach 51910-88# | 0 | 0 | 0.66 | 0.66
661018A | Acce,Instruction,Hach 51910-88. Size: 4.75" x 8.25"# | 0 | 0 | 1.2127 | 0.825
661019A | Acce,Instruction,HACH,51915-88,Size: 4.75" x 8.25"# | 0 | 0 | 1.8742 | 1.02
661020A | Acce,Instruction,Hach 51970-88. Size: 4.75" x 8.25"# | 0 | 0 | 0.07 | 0.07
661021A | Acce,Instruction,HACH,51975-88. Size: 4.75" x 8.25"# | 0 | 0 | 0.09188 | 0.05
661022A | Acce,Instruction,Hach 51935-88,Size: 4.75" x 8.25"# | 0 | 0 | 0.01 | 0.01
661023A | Acce,Instruction,HACH. 51980-88. Size: 4.75" x 8.25"# | 0 | 0 | 0.31 | 0.31
661024A | Acce,Instruction,HACH,51920-88. Size: 4.75" x 8.25"# | 0 | 0 | 3.675 | 2.5
661025A | Acce,Instruction,HACH,51925-88. Size: 4.75" x 8.25"# | 0 | 0 | 0.94 | 0
661031 | Acce,Instruction,Foxboro,EP460,462,466 2pg Front/Back Staple | 0 | 0 | 0.11727 | 0.11727
661033 | Acce,Instruction Manual ,ORPMAY19-C00. double parallel fold | 5993 | 0 | 0.1323 | 0.09
661039A | Acce,Instruction,Hach,51940-89. Size: 4.75" x 8.25"# | 0 | 0 | 0.66 | 0.66
661080 | Acce,Instruction Manual,CON3001-C00 Conductivity Probe# | 2199 | 0 | 0.125 | 0.13
661091 | Acce,Instruction,Foxboro AS100 Series pH Sensors# | 0 | 0 | 0.025 | 0.025
661098A | Acce,Instruction,ORP Combo Manual 51939-88. Size: 4.75" x 8. | 0 | 0 | 0.48 | 0.48
661099 | Acce,Instruction Manual,Ph00-001A,double parallel fold# | 3489 | 0 | 0.1225 | 0.1225
661100A | Acce,Instruction,Hach,51937-88. Size: 4.75" x 8.25"# | 0 | 0 | 5.4206 | 2.95
661101 | Acce,Instruction,Hach 3223 & 3224,AM SIG Conductivity# | 0 | 0 | 0.0375 | 0.0097
661102 | Acce,Instruction Hach,55243-00 EC310# | 50 | 0 | 0.03472 | 0.03472
661105A | Acce,Instruction,Hach 51927-88 Ammonium Manual. Size: 4.75" | 0 | 0 | 6.4189 | 2.93
661106 | Acce,instruction,Ecolab pH,1 page two sided,folded# | 5260 | 0 | 0.09 | 0.09
661107 | Acce,Instruction,Ecolab ORP,1 page two sided,folded# | 4756 | 0 | 0.113 | 0.113
661120 | Acce,Instruction,Foxboro,Twistlock Sensor# | 0 | 0 | 0.0097 | 0.0097
661121 | Acce,Instruction,Polymetron,3 fold,RoHS2# | 1737 | 0 | 0.03094 | 0.021
661122 | Acce,Instruction,Radiometer,3 fold,D31M073# | 18 | 0 | 0.09 | 0.09
661123 | Acce,Instruction,Radiometer,3 fold,D31M135# | 1948 | 0 | 0.1125 | 0.11
661129 | Acce,Instruction,Radiometer,book,D31M092# | 200 | 0 | 1.0915 | 0.39
661130 | Acce,Instruction,Radiometer,3 fold,D31M096# | 265 | 0 | 0.07737 | 0.059
661131 | Acce,Instruction,Radiometer,3 fold,D31M090# | 20 | 0 | 0.09 | 0.09
661132 | Acce,Instruction,Radiometer,3 fold,D31M087# | 1012 | 0 | 0.125 | 0.13
661133 | Acce,Instruction,Radiometer,book,D31M093# | 100 | 0 | 1.6911 | 1.39
661135 | Acce,Instruction,Radiometer,sheet,D31M111# | 201 | 0 | 0.16317 | 0.2
661136 | Acce,Instruction,Radiometer,book,D31M102# | 85 | 0 | 1.0804 | 0.735
661137 | Acce,WEEE,Certificate,Radiometer. Cat. No. 60235-00 RoHS2# | 1998 | 0 | 0.07737 | 0.078
661138 | Acce,Instruction,Polymetron 8350 Series (DOC024.98.93052 Edi | 2362 | 0 | 1.1826 | 0.6825
661139 | Acce,Instruction,Radiometer,D31M107 RoHS2# | 78 | 0 | 0.55257 | 0.30075
661140 | Acce,Instruction,Radiometer,D31M104# | 200 | 0 | 0.555 | 0.0097
661141 | Acce,Instruction,Radiometer,D31M110# | 220 | 0 | 0.4 | 0.0097
661142 | Acce,Instruction,Radiometer,D31M115# | 579 | 0 | 0.4 | 0.4
661144 | Acce,Instruction,Radiometer,D31M097# | 11 | 0 | 0.04941 | 0.04941
661145 | Acce,Instruction,Radiometer,D31M106# | 67 | 0 | 0.42 | 0.42
661146 | Acce,Instruction,Radiometer,D31M024# | 97 | 0 | 1.65 | 1.65
661147 | Acce,Instruction,Radiometer,D31M014# | 101 | 0 | 1.65 | 1.65
661148 | Acce,Instruction,Hach,51932# | 175 | 0 | 1.99 | 1.99
661149 | Raw,Certificate,Radiometer. RoHS2# | 449 | 0 | 0.21139 | 0.115
661151 | Acce,Instruction,Radiometer,D31M016# | 89 | 0 | 1.65 | 1.65
661154 | Acce,Instruction,ASI lab style pH sealed models. IM-HAS MAY1 | 32559 | 0 | 0.11 | 0.11
661157 | Acce,Instruction,Hach,51928-88# | 33 | 0 | 4.83 | 4.83
661158 | Acce,Card,pH electrode. HACH. balck /wht. (80# paper)# | 1987 | 0 | 0.052 | 0.052
661173 | Acce,Instruction,DNHK/DNOCL Documents. (NH4D sc /N03D)# | 469 | 0 | 0.11966 | 0.11966
661177 | Acce,User manual for pH/ORP Testrode# | 0 | 0 | 0.01779 | 0.0097
661183 | Raw,Manual,VWR sympHony pH (DOC022.53.80316)# | 103 | 0 | 1.6538 | 0.9
661184 | Raw,Manual,VWR sympHony DO (DOC022.53.80317)# | 103 | 0 | 1.0021 | 1.0021
661185 | Raw,Manual,VWR sympHony CT (DOC022.53.80321)# | 28 | 0 | 0.71154 | 0.71154
661186 | Raw,Manual,VWR sympHony ISE (DOC022.53.80318)# | 69 | 0 | 3.36 | 3.36
661187 | Raw,Manual,VWR sympHony TC (DOC022.53.80323)# | 180 | 0 | 0.54887 | 0.54887
661188 | Raw,Manual,VWR sympHony Multisnesor (DOC022.53.80319)# | 32 | 0 | 1.0368 | 1.0368
661189 | Raw,Manual,Hach 5130 DO probe US/ROW (DOC022.97.80308)# | 87 | 0 | 2.085 | 2.085
661190 | Raw,Manual,Hach 5130 DO probe EU (DOC022.98.80308)# | 379 | 0 | 0.83055 | 0.452
661191 | Acce,Instruction,Surfactant,Radiometer,D31M132# | 0 | 0 | 0.0097 | 0.0097
875PH-D2F-A | PH/ORP/ISE ANALYZER,24VDC,PIPE,FM,HART | 0 | 458.02 | 156.812 | 628.227 | Lab-Ovh
871EC-TF3-3-15 | Elec,871EC-TF3-3,15FT Cable Length | 0 | 722.43 | 386.242 | 551.51 | Lab-Ovh
871CC-F4-3-7M | 871CC-F4-3,7M CABLE LENGTH | 0 | 606.2 | 220.412 | 0
871CC-A2-3-6M | Elec,871CC-A2-3,6M Cable Length | 0 | 443.93 | 243.636 | 167.878 | Lab-Ovh
871EC-TF2-3V-9M | ELEC,871EC-TF2-3V,9M CABLE LENGTH | 0 | 768.37 | 490.998 | 189.914 | Lab-Ovh
BS805YW-15 | Assy-cable Assembly, 15ft. | 0 | 0 | 58.335 | 0
662012 | Acce,Instruction,for Multisensor Product. DOC022.98.80407# | 300 | 0 | 3.91 | 3.91
662013 | Acce,Instruction,for Multisensor Product. DOC022.97.80407# | 250 | 0 | 3.91 | 3.91
BS805YW-9M | Assy-Cable Asssembly , 9M | 0 | 0 | 110.449 | 0
443017-0001 | Sub,Body,Epoxy,Amber,0.475"ODx0.395"IDx5.32"L,CT02H-V4-01 | 0 | 0 | 3.186 | 0
C29-003-FU | Sub,Cable,FU,C29,3 Feet,2 Banana:77020781,F:77020106 | 0 | 0 | 36.951 | 0
M07-005-009 | Sub,Tube,PEEK,Tube Spacer,17" Length,1P07800-17 | 0 | 0 | 53.228 | 0
M07-018-012 | Sub,Tube,HAST-C,MK7S,Tube & 3/4" MPT Fitting,22" Length | 3 | 0 | 232.621 | 223.657 | Lab-Ovh
PH10-3P1A-3FA | Elec,Dolphin,PH,FLAT BULB,W/PCB,PT100,30FT CABLE,PIN LUGS,FM | 0 | 305.24 | 141.206 | 141.232 | Lab-Ovh
PH10-4N1A-4 | Elec,Dolphin,PH,ANTIMONY,PT100,40FT CABLE,PIN LUGS | 0 | 306.96 | 169.844 | 0 | Lab-Ovh
M07-032-014 | Sub,Tube,Black Epoxy,0.242"ODx3.55"L,for Pt Band part. | 20 | 0 | 1.369 | 0
CL01-SEMI | Elec,ISE,CL,Blk Epoxy,Solid State,SL0003,CL01L-S000-X0X-X000 | 0 | 51.17 | 11.424 | 0
33AND010 | Acce,Kit,Lead (PK/25 Sensors) | 0 | 310 | 118.276 | 118.276 | Lab-Ovh
33AND011 | Acce,Kit,Uranium (PK/25 Sensors) | 0 | 394.55 | 118.459 | 118.459 | Lab-Ovh
33AND014 | Acce,Kit,Mercury (PK/25 Sensors) | 0 | 330 | 126.721 | 137.905 | Lab-Ovh
33AND015 | Acce,Kit,Zinc (PK/25 Sensors) | 0 | 305 | 108.989 | 118.964 | Lab-Ovh
33AND016 | Acce,Kit,Cadmium (PK/25 Sensors) | 0 | 305 | 116.978 | 127.68 | Lab-Ovh
33AND900 | Acce,Kit,Filtration | 0 | 240.77 | 59.407 | 66.809 | Lab-Ovh
33AND901 | Acce,Kit,Dilution | 0 | 0 | 117.046 | 0 | Lab-Ovh
33AND902 | Acce,Kit,Iron Interference | 5 | 0 | 0 | 0
33AND903 | Acce,Kit,pH Adjustment | 0 | 0 | 25.426 | 0 | Lab-Ovh
33AND905 | Acce, Kit, 20mL Syringe, Luer Lok (25/PK) | 0 | 0 | 32.445 | 0
33AND906 | Acce,50mL Centrifuge Tube, Skirted, Self Standing (25/PK) | 0 | 0 | 19.604 | 0
1345153/EP027D | INSERT SHAFT,EP027D | 0 | 0 | 169.972 | 0 | Lab-Ovh
AS345AN/EP027D | SHAFT INSERT 2661,457 | 2 | 0 | 63.759 | 0 | Lab-Ovh
SX655KD-VEO | Elec,pH,DJ,Tuff Tip,Kynar body/SS316 tube,19.8"L,PT100 | 27 | 347.25 | 49.259 | 35.694
AREF86M-071 | Sub,stem,Ref,0.08"OD Ceramic Pin,0.235"x2.8"L#H054A-C1-01 | 55 | 0 | 2.354 | 2.354 | Lab-Ovh
SI1L11C8-127 | Sub,stem,pH,ASG VIII,0.235"x5"L#H054A-C2-01 | 15 | 0 | 0.808 | 0.808 | Lab-Ovh
SI1Q11B3-058 | Sub,stem,pH,ASG III,dome,0.310"x2.25"L#HL31G-L2-01 | 10 | 0 | 0.017 | 0.015
SI1L4I1C8-048 | Sub,stem,pH,ASG VIII,0.235"/0.195"x1.9"L#HH14A-02-01 | 6 | 0 | 0.013 | 0
6593A1D8-051 | Sub,stem,ORP,0.25"Pt Band,SJ,Annular,0.325"x2"L#R000G-81-01 | 20 | 0 | 13.415 | 13.13
BS813QA | PH12 FLANGE /HOLDERS | 0 | 0 | 0.01 | 0
SI1R11K-123 | Sub,stem,ORP,0.195"Pt Disc,0.325"x4.85"L#RR61Z-11-01 | 5 | 0 | 9.557 | 9.557 | Lab-Ovh
S-ENV-50-DO | Sub,PVC Insert with Silver Disc Assy,ENV-50-DO | 0 | 0 | 0.55 | 0
668295B | Elec,ISE,Cust (PVI) DWG,NABULB#668295B | 0 | 12.35 | 1.857 | 1.619 | Lab-Ovh
680002 | Raw,Box,Sensor,Set Up,Small Size 9"x 2-5/8"x 1-3/4" | 300 | 0 | 1.0832 | 0.74436
680003 | Raw,FoamPad,Small Convoluted,split to yield 2pcs 1-1/4x2-1/2 | 958 | 0 | 0.3 | 0.3
680005 | PNS,Tape, Clear, 2" x 110 yds,2.12mil. PS82#, use 44003693 | 51 | 0 | 1.41 | 1.41
680006 | Raw,Bag,Ziplock,2" x 3",2 Mil Clear,1000/cs# ANISE | 15482 | 0 | 0.00492 | 0.00492
680007 | Raw,Bag,Ziplock,100mm X 150mm clear RoHS2# | 1633 | 0 | 0.097 | 0.097
680007-US | PNS,Bag, Clear Ziplock,4"x6" 2mil clear. 1000/cs. ROHS3# | 4000 | 0 | 0.023 | 0.023
680008 | PNS,Bag, Clear Ziplock, 140mm x 200mm (# 7), RoHS2# | 1000 | 0 | 0.133 | 0.133
680009 | Raw,Bag,Minigrip Reclosable,5" x 8" 2mil Clr. 1000/box# | 0 | 0 | 0.02545 | 0.02545
680011 | Acce,Caplug,Red,1oz,2oz & 4oz. T-5X RoHS3#Caplug,Red,1oz,2oz | 18386 | 0.02 | 0.0383 | 0.0399
680012-4 | PNS,Twist Tie, White paper coated,5/32''x4'' 2k/pk#, Acce, | 6 | 0 | 7 | 7
680013 | MRO,Bag, Clear Ziplock,10 x 12, 6mil. (Minigrip)# | 2400 | 0 | 0.25 | 0.236
680013A | Raw,Bag, Clear Ziplock, 240mm X 340mm RoHS2# | 3322 | 0 | 0.248 | 0.236
PH10-1N4A-3 | Elec,Dolphin,PH,DOME BULB,W.GUARD, 3WIREPT1000,30FTCABLE,PIN | 0 | 290.95 | 162.792 | 174.919 | Lab-Ovh
680015 | PNS,Bubble Wrap,Shipping,3/16'',12''Slit x 300' x 12''perf | 4 | 0 | 37.4425 | 37.5
680017 | MRO ,Cable Tie,4" Natural. ROHS3,# | 100 | 0 | 0.0062 | 0.00618
680019 | PNS,Cable Tie, 7-1/2 '',Natural, 50lb tensile strength (1000 | 5000 | 0 | 0.0178 | 0.0178
680024 | Raw,Bag,Ziplock,85mm x 120mm Clr RoHS3# | 285 | 0 | 0.01548 | 0.01
680025 | Raw,Foam Set,Die cut #cavity 10-1/8 x 5-1/8 x1-1/2 | 200 | 0.45 | 0.6 | 0.6
7793A5LS-211 | Sub,stem,ORP,DJ,wick,AgRod,.472"x8.3"L,Refill#R04KG-11-01 | 8 | 0 | 0.044 | 0.202
680026 | Raw,Box,Folding,10.25 x 5.25 x 2.5 wht# | 14921 | 0 | 0.54511 | 0.55
AREF127D-135 | Sub,stem,Ref,DJ,Annular,0.472"x5.32"L#F011G-01-01 | 16 | 0 | 6.702 | 6.394 | Lab-Ovh
680028D | Raw,Foam,die cut 10 1/8 x 5 1/8 Dk grey# | 132 | 0 | 0.78 | 0.78
680028F | Raw,Foam,Flat,gray. 1/2 x 5 1/8 x 10 1/8,Tolerance +/-1/8"# | 8001 | 0.15 | 0.24 | 0.24
680030A | Acce,Velcro Hook,Part A,5/8"W 75"/rl. Vecro # 190873# | 0 | 0 | 0.4 | 0.4
680030B | Acce,Velcro,Loop Part B,5/8"W,75'/rl. Velcro# 190821# | 0 | 0 | 0.32 | 0.32
680032 | Cable tie,5.5" length,18lb tenSile strength,natural1000/pk.R | 6980 | 0 | 0.0069 | 0.0069
680035 | PNS,Bag,Clear Ziplock,50mm x 70mm,CLR,RoHS2#,6ml thk | 3000 | 0 | 0.065 | 0.069
680047 | Raw,Foam, 2''x5.5''x10.5''. N95# | 5600 | 0 | 1.13 | 1.13
680048 | PNS,Tape, 3M764-1" Any color# | 1 | 0 | 0.01 | 0.01
680051 | Acce,Twist Ties,7",Plastic Blk,1K# | 0 | 7.15 | 0.00535 | 0.00535
680062 | Raw,Foam,ASI Electrode,3pcs set,please pack 500pcs/pk.# | 500 | 0 | 0.69 | 0.69
680066 | Raw,Foam, Die Cut 3 Pieces Set. ACU TRO# | 1238 | 0 | 0.49 | 0.49
680071 | Raw,Foam,1/2" x 3-3/4" x 13-3/4" Dk Gray.# | 546 | 0 | 0.19 | 0.19
680072 | Raw,Foam,BLK,225mm x 65mm x 15mm. for Aurora standard sleeve | 433 | 0.13 | 0.08571 | 0.09244
680073 | PNS,Bag, Clear Ziplock, 50mm x 85mm (Aurora# QX0840) | 1500 | 0 | 0.00882 | 0.0075
680074 | Acce,Case w/ Foam,Carry,ODO,Plastic,BK# | 12 | 0 | 7.6807 | 5.225
680075 | Acce,Case w/ Foam,Carry,T-ODO,Plastic,Gray.ROHS2# | 76 | 15.5 | 6.2171 | 6.2171
680076 | MRO,Case w/ Foam,Carry,P-ODO,Plastic,BK# | 13 | 0 | 4.18 | 4.18
680077 | PNS,Foam, 1-13/16'' x 10'' x 13-11/16'' die cut. 1030 CH PU# | 171 | 0 | 2.29 | 2.29
680078 | PNS,Foam, 5/16'' x 10'' x 13-11/16'' Pad. 1030 CH PU# | 500 | 0 | 0.25 | 0.25
680516 | PNS,Bubble wrap, Shipping, 5/16'' 12''W X 88ft, perf 12'', ( | 4 | 0 | 11.8025 | 11.8025
680520 | Cable Tie,5" w/ ID tag 1 1/8" x 13/16" (MCV-100L),# | 1000 | 0.33 | 0.06909 | 0.07
680521 | PNS,Bag,Clear Ziplock,2-1/2''Wx10''H,2mil(1000pcs/Case) | 5000 | 0 | 0.034 | 0.034
6882 | Elec,ISE,CPVC,Solid State#6882 | 9 | 99.67 | 25.93 | 2.208 | PROX Lab
6883 | Elec,ISE,CPVC,PVCM#6883 | 0 | 101.28 | 37.36 | 37.36 | PROX Lab
6884 | Elec,ISE,CPVC,PVCM#6884 | 0 | 78.16 | 34.074 | 33.235 | PROX Lab
6A0003 | PNS,Film, Parafilm, 2x250' ROHS3 #1-SY1403 | 7 | 0 | 29.25 | 30.99
6A0007 | Raw,Crystal Disk ASI LAF,EU Polish 1 side only 0.295 x 0.060 | 273 | 0 | 8.96 | 8.96
6A0008 | PNS,Tape, Teflon, Spec T-27730A 3/4''W x 520''L. 0.003''-0.0 | 56 | 0 | 4.1 | 4.1
6A0027 | PNS,Soldering Paste Flux; Nokorode LD free 1.7 oz.(14000) | 0 | 0 | 16.99 | 16.99
6A0029 | MRO,LappingSheet,ALO301SH1"x3" Strips 100/pk. (66261091572) | 0 | 16.85 | 12.5 | 15.75
6A0033-16 | PNS,Solvent Cement,Rectorseal Mike425L(#55970),1/2 pint | 24 | 0 | 9.69 | 9.69
6A0036 | MRO,Syringe, 10CC, Luer-Lok* Tip, (BD 309604) | 0 | 0 | 0.15 | 0.15
6A0037 | MRO,Syringe, 30CC, 40 per Pack (BD 309650) | 0 | 0 | 0.35 | 0.35
6A0040-DU | Raw,Ceramic Rod,0.040"+/-0.005ODx6"L; L5 Steatite-Extruded R | 4445693.271 | 0.58 | 0.00564 | 0.00564
6A0043 | MRO,Syringe, 60CC (BD 309663) | 23 | 0 | 0.65 | 0.65
6A0046 | MRO,SyRinge,3CC luer lock,No needle# | 150 | 0 | 0.09 | 0.09
6A0048 | MRO,Solder, 60/40 .062 DIA | 0 | 0 | 55.5 | 55.5
6A0050 | Raw,Ceramic Rod,0.050 172lb,2 pieces RoHS2# | 0 | 0 | 2.39 | 0
6A0050-DU | Raw,Ceramic Rod,0.050"+/-0.005ODx6"L; L5 Steatite-Extruded R | 9144 | 0 | 0.00459 | 0.00459
6A0053 | MRO,Lapping Comp,Sil Carbide2950,LAP5-0002-010-2950,10lb.ROH | 1 | 0 | 187.23 | 187.23
6A0054 | MRO,Syringe, 3CC Slip Bulk Non-sterile, NO needle (BD301077) | 0 | 0 | 0.13 | 0.1299
6A0055 | MRO,Lapping Pad,Rodel Suba 500,15". (LAP5-0006-000-0105) RoH | 0 | 0 | 221.87 | 232.98
6A0057 | MRO,Wht Calamined Alumina. 10lb/pk. LAP5-0002-010-7056 RoHS2 | 1 | 0 | 70.85 | 70.85
6A0080 | Raw,Ceramic Thread,0.080",172 B composition RoHS2# | 3 | 0 | 1.95 | 1.95
6A0080-DU | Raw,Ceramic Rod,0.080"+/-0.005ODx6"L; L5 Steatite-Extruded R | 302914.458 | 0 | 0.00591 | 0.01073
414013-150 | Sub, Cut, Lead Free Glass, 4.2mm (0.165") OD X 5.92"L | 0 | 0 | 0.002 | 0
6A0085-A | PNS,High Vacuum Grease (Dow Corning) 0.8-1g tube.ROHS2#6A008 | 0 | 1 | 0.60529 | 0.3865
6A0085-ASHEET | PNS,Acce, MSDS, High Vacuum Grease Tube. Dow Corning.# | 103 | 0 | 0.06 | 0.06
6A0086 | MRO,3 micron Diamond Compound 810-872# | 0 | 0 | 43.09 | 43.86
6A0087 | MRO,Extender 811-003# | 0 | 0 | 38.7 | 38.7
6A0091 | MRO,Nylon Psa Cloth XL-17185 Package of 10# | 6 | 0 | 17.5 | 17.5
6A0098 | Raw,Bushing,Snap 3/8 Hole,Heyco 2020. RoHS | 950 | 0 | 0.026 | 0.026
6A0099 | Raw,Spacer,Round Clear Hole,Alum 0.14"x 0.5". Keystone 3466 | 40 | 0 | 0.366 | 0.366
6A0102 | MRO,Abrasives,Sandpaper,600 grit;Wet or Dry,Sheet 9"x11" | 0 | 0.83 | 0.7727 | 0.77266
6A0107 | PNS,Tape, Write-On, 1/2''x 36 yards | 0 | 0 | 0.84 | 0.84
6A0108 | PNS,Tape, Double Stick Adhes. 0.31"x255.6". (Easy.Stick) | 0 | 0 | 2.5 | 2.5
6A0123 | PNS,Pellon Paper,White, Style:FS 2225;35.4"x273LY.RoHS3# | 0 | 0 | 0.01 | 0.01
M07-018-015 | Sub, Tube, Hast-C, for MKXH, no Ball Valve, 3" Insertion | 1 | 0 | 172.187 | 172.187 | Lab-Ovh
6A0125 | MRO,Acce,Vacuum Pump Oil,195 Grade,1gallon (LVO195XIG)# | 0 | 0 | 40 | 40
6A0129 | Raw,Screw,SS,Pan Head Phillips Machine,6-32 x 3/16",50/pk# | 136 | 0 | 5.19 | 5.19
6A0135 | PNS,Epoxy, Putty, QuikPlastik (Polymeric Systems,Inc) | 2 | 0 | 2.97 | 2.97
6A0140 | PNS,Solder, Kester44,60/40 activated rosin,.093"dia.1lb,24-6 | 0 | 0 | 11.24 | 11.24
MKXZ-A10 | Holder,MKX 316SS,Viton,PneuRetractAssy,BV,AC,Prox,10"insert | 0 | 4787.43 | 1726.248 | 0 | Lab-Ovh
M01-060-017 | Sub,Epoxy,Red,6mmODx.180"ID 116mm Length, SlotGuard | 45 | 0 | 1.476 | 1.476
6A0144 | Raw,Ceramic Paint Paste, Regular Flow Rate, 500mL | 0 | 127.08 | 2.148 | 2.005
MKXH-0A03 | Holder,MKX HastC,Simriz,PneuRetractAssy,AC,Prox,3"insert | 0 | 0 | 2063.133 | 0 | Lab-Ovh
6A0149 | PNS,Solder, SolderRing Paste Flux,Kester Sp44 2oz. (83-0000- | 4 | 0 | 1.85 | 1.85
MKXH-0A10 | Holder,MKX HastC,Simriz,PneuRetractAssy,AC,Prox,10"insert | 0 | 0 | 2366.467 | 0 | Lab-Ovh
6A0162 | PNS,Tape, Silicone Tape. BK,1" x 36'. (Mocap # TPE-36B)ROH | 2 | 0 | 13 | 13
MKXH-3A03 | Holder,MKX HastC,Simriz,PneuRetractAssy,BV,AC,Prox,3"insert | 0 | 0 | 5627.608 | 0 | Lab-Ovh
MKXH-0D03 | Holder,MKX HastC,Simriz,PneuRetractAssy,DC,Prox,3"insert | 0 | 7082.7 | 2012.14 | 1944.265 | Lab-Ovh
6A0164 | MRO,Electronic Sil Paste,Thermal CT.1lb/jar(54012IE)ROHS3# | 0 | 181.03 | 172.41 | 172.41
MKXH-0D10 | Holder,MKX HastC,Simriz,PneuRetractAssy,DC,Prox,10"insert | 0 | 8039.29 | 2315.474 | 0 | Lab-Ovh
6A0165 | Raw,Ceramic Porous Rod,1mm+/-0.1ODx15mmL.(R00TZN 010 000 001 | 1 | 1.17 | 1.11 | 1.11
6A0167 | PNS,Tape, 3M PTFE Filem Electrical 60. 1/4"x36Y.# | 7 | 0 | 15 | 15
6A0173 | PNS,Solder Bar. SN63BS | 1 | 0 | 21.3 | 21.3
6A0176 | MRO,Ribbon, Black Ink Ribbon,95mm (P0201-217-00) | 1 | 0 | 63 | 63
6A0177 | MRO,Ribbon, Receptor Ribbon,95mm (P0201-261-00)# | 1 | 0 | 72 | 72
6A0182 | PNS,Membrane Tubing,Spectra/Por 3 Dialysis(132725).ROHS | 0 | 0 | 382 | 382
6A0185 | Raw,Mesh,316L,300mesh Annealed;8mm punched discs w/o frame.R | 22471 | 0 | 1.92 | 1.92
6A0187 | PNS,Film, Hand Stretch Film; 80ga 18"x1,500'ft | 0 | 0 | 9.365 | 21
6A0188 | MRO,Ribbon, White Ink Ribbon, 95mm P0201-242-00 | 1 | 0 | 169.35 | 169.35
6A0189 | PNS,Tape, Kapton Tape,3/8" X 36yard. RoHS3# | 5 | 0 | 15 | 15
6A0191 | Raw,Screw,Sltd Flat Mach, SS 18-8,6/32 x 3/16, (PK/100) | 678 | 0 | 0.1413 | 0.1413
6A0193 | Raw,Foam,wht,10mmOD x 20mmL Stanzteil REGICELL 80/55. # 1776 | 179280 | 0 | 0.2012 | 0.2012
6A0202 | PNS,Loctite Threadlocker&Retaining Compound.19g (loctite248 | 1 | 0 | 31.99 | 31.99
6A0203 | PNS,Solder,Soldier Wire,0.8mm dia,Sn99.3/Cu0.7,1kg/ea.ROHS3 | 2 | 0 | 60.27 | 53.3
6A0207 | MRO,Lapping Sheet 261X,3M3.0micro,8.5"x11"sheet(60070002328) | 64 | 4.01 | 1.74 | 1.83
6A0208 | Raw,Washer,Neoprene Rubber Sealing,0.615"IDx0.078"-0.108".RO | 0 | 0 | 0.22 | 0.22
6A0209 | MRO,Copy Paper, A4 Paper, 80G wht, 100 sheet pack | 0 | 0 | 3.85 | 3.85
6A0210 | MRO,MEM Disc Filters,25mm dia,Supor? PES. (60300)ROHS3# | 1 | 0 | 87.6 | 87.6
6A0211 | PNS,Tape, Clear Transparent, 3/4'' W x 1000' L | 0 | 0 | 3.95 | 3.95
6A0215 | PNS,Tape, Foam Tape,40mmx10mm self-adhesive. T-ODO. (TLDOA-0 | 0 | 0 | 0.01 | 0.01
6A0216 | PNS,Tape, Blue Electrical Tape,35 Blue,3/4" (76455A42) | 9 | 0 | 8.79 | 8.79
6A0216-YL | PNS,Tape, Yellow Electrical Tape, 35 Yellow,3/4" (76455A42)# | 10 | 0 | 6.98 | 5.639
6A0217 | MRO,Lanyard Lovibond for Lovibond. Cx Sup.# | 190 | 0 | 7.86 | 0
6A0218 | MRO,Lanyard Neutral for Aqualytic Cx. Sup.# | 78 | 0 | 0 | 0
6A0221 | Raw,FLUX,TACKY,WATER SOLUBLE LDFREE,30G SY (TSF-6852-30G)ROH | 10 | 0 | 51.85 | 51.85
6A0223-BL | PNS,Tape, Blue Electrical Tape,1/2" | 4 | 0 | 0.01 | 0.01
6A0223-RD | PNS,Tape, Red Electrical Tape, 1/2" | 5 | 0 | 0.01 | 0.01
6A0223-WH | PNS,Tape, White Electrical Tape,1/2" | 5 | 0 | 0.01 | 0.01
6A0224 | PNS,SILICONE THERMAL GREASE 50G JAR (S606C-50)ROHS3# | 12950 | 0 | 0.41814 | 0.41814
6A0225 | MRO,Abrasives,Sandpaper, 2000 grit. 9"x11" | 38 | 0 | 1 | 1
6A0226 | PNS,Glue, Super Glue,Loctite 1399965. 2G,2pcs/pk | 0 | 0 | 2.52 | 2.52
6A0230 | Raw,Refill Ring Assy,DOG3,DOGA-06-05 | 10 | 0 | 23.5 | 23.5
6A0927 | PNS,Solder, Eccobond 56C 113.5gs w/Catal 9 Amber 1 oz. RoHS3 | 1 | 0 | 1239.03 | 1239.03
661192 | PE-21 pH Probe Instuctions | 5722 | 0 | 0.115 | 0.115
661193 | OE-21 ORP Probe Instructions | 6785 | 0 | 0.115 | 0.115
6A0929 | Raw,Magnet Rod,ODO GEN2# | 640 | 0 | 2.0723 | 1.4097
661203 | OE-2 ORP Probe Instructions | 5150 | 0 | 0.073 | 0.073
662014 | Instructions for use of Twistlock pH Electrodes | 5150 | 0 | 0.073 | 0.073
6AA084 | PNS,Membrane,FGLP00000 X 20FT Rolls. (SF1J016I08))# | 3 | 0 | 760 | 760
6AA086 | PNS,Advantec PTFE MEMs,25mmdia 0.2um,100/pk (H020A025A)ROHS3 | 1 | 0 | 181.29 | 181.29
662015 | Ammonium Electrodes Instruc. Manual | 5150 | 0 | 0.073 | 0.073
6AA087 | MRO,MEM,Durapore PVDF 0.45um pore size 25mm 100/pk (HVLP0250 | 0 | 0 | 169 | 169
662016 | Instructions for Use of pH Electrodes | 2178 | 0 | 0.1217 | 0.12166
6B0000 | MRO,Acid Brush,#0. 144pcs/gross# | 275 | 0 | 7.4 | 7.4
6B0002 | Raw,Dispenser Hose Assembly,6 Ft# | 0 | 0 | 28.25 | 28.25
6B0004 | MRO,Dispenser Tip, 023 ID x 1.5 metal 50/ box (7018169)# | 0 | 0 | 27.78 | 27.78
6B0005 | MRO,Dispenser Tip, 019 x 1.5 Plastic,# 7018201 (50 bx)# | 0 | 0 | 1.0354 | 1.0354
6B0006 | MRO,Dispenser Tip, 15g,Plastic,Amber 50 BX #7018080 | 50 | 29.76 | 1.0664 | 1.0664
6B0007 | MRO,Dispenser Tip, 18g,Green, 50 Box (5118PP-B)# | 100 | 0 | 0.9956 | 0.9956
6B0008 | MRO,Tooling,Stripmaster 45-092,10-22 GA# | 0 | 0 | 53.94 | 53.94
6B0011 | MRO,Rubber topper 1535 Red PepI treated 11 MM# | 611 | 0 | 0.15 | 0.15
6B0014 | MRO,Dispencer Barrel,Clear LL 30CC#,use 15380438 | 0 | 18.48 | 0.92 | 0.92
6B0014-B | MRO,Dispenser,Clear Barrel. 55 cc, | 500 | 0 | 1.7004 | 1.7004
6B0015 | MRO,Dispenser Piston, 30CC ND WIPER PISTON (50pcs/box) | 1000 | 0 | 0.36 | 0.36
6B0017 | MRO,Dispencer Tip,16g X 6" steel | 5 | 0 | 4.85 | 4.85
6B0019 | MRO,Dispencer Tip, SS steel, 0.7mmOD X 150 mmL | 3 | 0 | 1.2 | 1.2
6B0022 | MRO,Tweezer, Disposble Tweezer Forcep,Plastic.# | 48 | 0.43 | 0.1 | 0.29633
6B0023 | MRO,Pipettes,Graduated 1ML Large Bulb,6". 500/pk. 13-711-9AM | 1000 | 0 | 0.0973 | 0.0973
6B0024 | MRO,Dispencer Tip, 25gauge Red 50/BX (5125-B)# | 0 | 0 | 0.48 | 0.48
6B0025 | MRO,Dispencer Tip, 23gauge, Orange,50 BX (5123-1.5-B)# | 46 | 0 | 0.86 | 0.86
6B0027 | MRO,Solder, Solder Tip,Hakko 900M-T-1.2LD# | 0 | 0 | 6.6 | 6.6
6B0028 | MRO,Heat Gun,MASTER APPLIANCE PH1100# | 0 | 0 | 119.62 | 119.62
6B0030 | Raw,Straight Probe.# | 10 | 0 | 3.8684 | 2
6B0031 | MRO,Standard Precision Knife,4-7/8" Handle Length# | 0 | 0 | 4.65 | 4.65
6B0038 | MRO,Tweezer, Tool, Tweezers,4" | 0 | 0 | 0.46967 | 1.019
6B0039 | Raw,Stirrer Knife# | 0 | 0 | 1.7485 | 2.64
6B0042 | MRO,Pliers, Cut MN-A05 Midget diagonal 125 mm | 0 | 0 | 29.99 | 29.99
6B0064 | Raw ,FEP Film, S-111.002A; 2" 2mil. ROHS3# | 21240 | 0 | 0.02426 | 0.02426
6B0072 | PNS,Tape, Copper,5/8''X36Y CHOMERICS,CHO-FOIL-CCH-36-101-006 | 25 | 0 | 8.12 | 8.12
6B0073 | MRO,Syringe, 1CC,Luer Tip,200 BX (BD 309659)# | 88 | 0 | 0.18 | 0.18
6B0092 | PNS,Glue, Super Glue Gel | 0 | 0 | 0.72 | 0.71833
6B0093 | MRO,Sandpaper, 600 GRIT; China,Aluminium Oxide Waterproof | 50 | 0 | 1.15 | 1.15
6B0094 | MRO,Sandpaper, 400 Grit waterproof. ROHS2# | 6 | 0 | 6.39 | 6.39
6B0100 | MRO,Cup, 2 oz. (2500pcs/box) | 2500 | 0 | 0.0336 | 0.032
6B0101 | MRO,Polishing Cloth,6000 grit,6" x 50',Micro-Mesh. (MM6000C) | 2 | 326.97 | 368.58 | 368.58
6B0112 | MRO,Applicator, Cotton 6'' 100/bag (10bgs/pack) | 0 | 0 | 0.01 | 0.01
6B0114 | MRO,Polishing Stone,ZAM Crocus-1LB bar,Green # 2# | 5 | 0 | 4.5 | 4.5
6B0128 | MRO,Cork Belt 4" X 64" Glass Polishing Belt ,(CRL4X64CORK) | 0 | 20.65 | 14.79 | 14.79
6B0129 | MRO,Latex Tubing,5/32"IDx1/4"ODx3/64"Wall,50/BX (16-1001B) | 0 | 0 | 27.12 | 27.12
6B0134 | MRO,Tooling,T-Stripper. Ideal 45-125# | 0 | 0 | 13.63 | 13.63
6B0137 | MRO,GS,Polishing Wheel,3X35 (Grobet# 17.622)# | 0 | 0 | 1.74 | 5.5
6B0140 | Raw,Image Plate,PP12 3" x 7" w/ 2 holes (PP12-U-3X7-2H)# | 0 | 0 | 2.73 | 2.73
6B0154 | MRO,Dispencer Hose Assembly,Flex Hose (7016064)# | 1 | 0 | 64.24 | 64.24
6B0155 | PNS,Tape, Masking Tape,1/2 " x 60 Yds | 20 | 0 | 1.3 | 1.3
6B0156 | PNS,Tape, Masking Tape, 1" X 60 yds,36 rolls | 24 | 0 | 1.8 | 1.8
6B0162 | MRO,Mask, GS, Dust Mask (PK/50) | 9 | 0 | 3.59 | 3.59
6B0164 | MRO,Solder Tip,HAKKO,900M-T-1.6D# | 0 | 0 | 7.47 | 7.47
6B0165 | MRO,Static Mixer Tip,9.5" L,32 elements. EDS250-32LS | 500 | 0.8 | 1.45 | 1.45
6B0192 | MRO,Cup, 4 oz. Specimen, Cup 500/case,polypro w/cap# | 380 | 0 | 0.1 | 0.1
6B0193 | MRO,Tooling,Pilers,Nose Pliers | 0 | 0 | 1.5 | 1.5
6B0195 | MRO,Needle, #8 SS,0.78mmODx35.5mmL,w/AWL HOLE# | 10 | 0 | 0.1125 | 0.09
6B0198 | Raw,Hex L-Key,Short-Arm Metric 2.5 mm Hex,RoHS3# | 13300 | 0 | 0.1419 | 0.1419
6B0206 | PNS ,Lubricant,ORing,1.4 tube,ASI label.ROHS2# | 2008 | 0 | 0.31129 | 0.63
6B0210 | Raw,Lubricant,for ORing,1.5g tube,WTW# | 0 | 0 | 0.0097 | 0.0097
6B0215 | MRO,Dispencer Tip,14gauge olive 50 per bx (5114-1.5-B)# | 95 | 0 | 0.84 | 0.84
6B0237 | MRO,Sandpaper, Acce Wet Sanding Waterproof 200 Grit, 9'' X11 | 180 | 0 | 0.13789 | 0.09375
6b0238 | MRO,Sandpaper, 9"x11" wet sanding waterproof 100 | 190 | 0 | 0.049 | 0.049
6B0241 | MRO,14G 1.5" NEEDLE (PV-14-1.5)# | 78 | 0 | 0.1 | 0.1
6B0243 | MRO,Dispencer tip, Green EA18GT-1 1/4# | 1000 | 0 | 0.41 | 0.41
6B0244 | MRO,Dispenser tip, aluminum .063 x .083 ea14s-1/2# | 47 | 0 | 0.68 | 0.68
6B0245 | MRO,Dispencer Tip, Aluminum,EA14S-2# | 25 | 0 | 1.1 | 1.1
SD-AND-PB1 | Solu,ANDalyze Lead Standard, 1.1ppm | 0 | 0 | 0 | 0
SD-AND-PBA | Solu,ANDalyze Laed Liquid DNA Sensor | 0 | 0 | 0 | 0
SD-AND-PBB | Solu,ANDalyze Lead Buffer, 10x | 0 | 0 | 0 | 0
SD-AND-RA-PB | Solu,ANDalyze Lead Conditioning Reagent A | 0 | 0 | 0 | 0
SD-AND-RB | Solu,ANDalyze Conditioning Reagent B | 0 | 0 | 0 | 0
6B0306 | MRO,Ink,White, 1L,TPY970 (marabu) ROHS3# | 1 | 0 | 90 | 90
6B0308 | MRO,Thinner,TPV 1L,(marabu) ROHS3# | 0 | 0 | 30 | 30
6B0309 | MRO,Hardener,H-1,100ml. (marabu)# | 1 | 0 | 19.5 | 19.5
6B0354 | MRO,Pick Tool, 6-3/4'' Long | 0 | 0 | 3.8408 | 1.901
6B0357 | MRO,Blade,X-Acto Precision Knives; 5 blades/pk X11# | 0 | 0 | 1.87 | 1.87
6B0360-L | MRO,Finger Cots, Large size, 4mil thick,Nitrile,720 per pk | 0 | 0 | 46.07 | 46.07
6B0362 | MRO,Hobby Knife Blade,NO.11,BOX OF 100# | 0 | 0 | 0.0998 | 0.0998
6B0366 | MRO,Needle,#9 SS,0.035"ODx3.152"L,w/AWL HOLE# | 0 | 0 | 1.103 | 1.103
6B0387 | Raw,Rubber Sheet,95A Durometer. 12"x12"x3/8".ROHS3# | 2 | 0 | 72.61 | 72.61
6B0388 | MRO,Needle,#9 SS,0.043"ODx6"L,# | 0 | 0 | 2.42 | 2.42
6B0395 | MRO,Dispensing Tip Needle,Green,1.35mmOD x 165mmL.# | 0 | 0 | 1.0058 | 0.6812
6B0396 | MRO,Dispensing Tip Needle,Dark Green,2mmOD x165mmL.# | 0 | 0.57 | 1.0058 | 0.6812
6B0397 | MRO,Dispenser Tip,15G,Plastic,50 BX #EA15P-1 1/2# | 0 | 0 | 0.47 | 0.47
6B0398 | MRO,Razor Blade,Type Single Edge. 100pcs/pk# | 0 | 0 | 0.0552 | 0.0552
6B0402 | MRO,Pipet Tips,0.2ml,Combitips Plus,100/cs (0030089413)# | 500 | 0 | 2.33 | 2.33
6B0403 | MRO,Pipet Tips,5ml,Combitips Plus,100/cs (0030089456)# | 0 | 0 | 1.68 | 1.68
6B0407 | MRO,Abrasives,Sandpaper, 220 grip. 3M 216U. (UPC 5114488667) | 0 | 0 | 0.95 | 0.95
6B0408 | MRO,Needle, SS 2.1mm OD x 1.5mmID x 200 mmL. | 50 | 0 | 1.6 | 1.6
6B0410 | MRO,Abrasives,Sandpaper, Silicon Carbide 600G. Norton BL-Bak | 0 | 0 | 1.12 | 1.12
6B0413 | MRO,Wipes, Cotton Cleanroom Wipes,9x9 | 1200 | 0 | 0.23 | 0.2336
6B0415 | MRO,Mixing Nozzle,8 mm x 24 elements. Sulzer MIXPAC EA08-24C | 0 | 0 | 2.08 | 2.08
6B0418-3 | PNS,Glue, Super Glue gel,2g Tube,Clear,3/pk (SGG23)# | 0 | 0 | 0.7217 | 0.72166
6B0421 | MRO,Needle, #18. SS,0.065"ODx6"L,w/AWL HOLE# | 0 | 0 | 0.1 | 0.1
6B0423 | MRO,Static Mixer,115mm L,32 elements. EA300-026# | 200 | 0 | 0.98 | 0.98
6B0426 | MRO,Cup, 1.25 oz. Plastic portion. Cl+B144:B164ar. (5000pcs/ | 5000 | 0 | 0.007 | 0.0117
6B8090 | MRO,Brush, 7" wht nylon fan tip,tube brush (720340)# | 12 | 0 | 3.99 | 3.99
6C0001 | PNS,Acetone,1 gallon | 0 | 0 | 13.44 | 13.44
6C0002 | PNS,Alcohol, Denatured,1 CS- GSL-26,5 Gal. | 0 | 0 | 72.99 | 72.99
6C0012 | MRO,Cleaning Solu, for PVC,CPVC. PINT. SAM CL-3 (55932)# | 0 | 0 | 3.69 | 3.69
6D0002 | MRO,Paper Towels, Natural wht Multifold; 200pcs/pk, 20pk/cs# | 9 | 0 | 32.95 | 32.95
6G0001 | Raw,PC Board,For Biocontrol Flow Cell CT41# | 35 | 0 | 69.8327 | 28.875
6H0007 | MRO,Gloves, Large, Latex, Powder free General purpose | 0 | 0 | 0.069 | 0.069
6J0001 | MRO,Mouthpiece, Amber,PK of 50 P/N 16-1126#1-SX000001 | 0 | 0 | 104.5 | 104.5
70-7946 | Elec,CT,Peek,Carbon#ET074-1 | 1 | 145.09 | 74.972 | 64.735 | PROX Lab
70-7947 | Elec,ORP,Peek,PTROD#ET075-1 | 2 | 89.92 | 25.912 | 26.049 | Lab-Ovh
70-7949 | Elec,ORP,Peek,GDROD#ET076-1 | 1 | 263.38 | 124.022 | 41.564 | PROX Lab
7120-NOBOX | Elec,pH,PC Blue,ASGVIII,SJ#H035T-L00-S0X-S003BX #ZSEN093X | 13 | 20.49 | 12.163 | 12.163 | Lab-Ovh
721230 | Elec,pH,PC,ASGVIII,SJ#HW35N-L06-S0X-CM01EH | 0 | 34.21 | 24.7143 | 18.292
721235BNC | Elec,pH,Glass,ASGVIII,DJ#H006G-L00-D0X-SM01BX | 0 | 17.7 | 9.2 | 9.1955
721242 | Elec,ORP,PC,PT Disc,SJ#RW35N-F00-S0X-SM01BX | 0 | 22.89 | 13 | 12.0483
721330 | Elec,pH,PC,ASGVIII,SJ#HW35N-L00-S0X-SM01BX | 0 | 16 | 8.7143 | 8.7196
72378 | Elec,ORP,CPVC,PT Band,DJ#R076C-P00-D0X-S010BX* | 1 | 144.59 | 51.984 | 21.058 | PROX Lab
740000 | Elec,ODO,ABS#DOL1-TINTL | 5 | 486.57 | 263.268 | 263.268 | Lab-Ovh
740010 | Elec,ODO,ABS#DOL1-TINTL-M03 | 0 | 474.67 | 251.352 | 242.756 | Lab-Ovh
740020 | Elec,ODO,ABS#DOL1-TINTL-M10 | 0 | 444.63 | 263.431 | 257.014 | PROX Lab
740060 | Elec,ODO,ABS#DOL1-PR02 | 0 | 267.54 | 144.774 | 144.774 | PROX Lab
740070 | Elec,ODO,ABS#DOL1-PR02-M03 | 0 | 267.85 | 146.828 | 141.082 | PROX Lab
740080 | Elec,ODO,ABS#DOL1-PR02-M10 | 0 | 291.83 | 156.274 | 150.528 | PROX Lab
740100 | Acce,Membrane cap & Micro SD card#DOL1-MS02 | 0 | 0 | 16.819 | 15.012 | Lab-Ovh
78089-00 | Elec,CT,Epoxy BK Solid,Carbon,K=0.45#CT41L-C28-45X-YM01SS | 18 | 0 | 125.541 | 125.541 | PROX Lab
7E0002-A | Raw,Conn,4 pin for 6000E# | 0 | 0 | 2.42 | 2.42
7F0003 | Raw,Hach Post,Brass/Nickle GD Plate. (0H11-04-0604).ROHS2# | 375 | 0 | 0.10831 | 0.07519
7F0010 | Acce,pH Reference Solu,100ml. HACH# 005308HY# | 107 | 0 | 0 | 0
7F0011 | Raw,Pressed Pellet,20pcs/bottle. HACH# 005376HY# | 104 | 0 | 0.001 | 0.001
80091986 | Elec,pH,PC,_,SJ#H035N-A00-S0X-X000XX | 0 | 7 | 5.1143 | 4.91
80191986 | Elec,ORP,PC,PT Disc,SJ#R035N-F00-S0X-X000XX | 0 | 9.03 | 6.4286 | 6.02
80191988 | Elec,ORP,PC,GD Disc,SJ#R035N-G00-S0X-X000XX | 0 | 23.16 | 18 | 14.81
83001S | Raw,Glass Tubing,15mmOD w/ cap short.ROHS2# | 492 | 0 | 0.24758 | 0.16541
8508850 | Acce,Electrode Arm gray | 0 | 35.8 | 16.2824 | 19.54
89231-584 | Elec,pH,Epoxy Smoke,ASGV,SJ#HV28J-F00-S0X-S003BX | 42 | 36.34 | 9.272 | 4.518
89231-588 | Elec,pH,VWR logo,Epoxy Clr,ASGVIII,DJ#H058Q-L00-L0X-S003BX | 7 | 0 | 38.378 | 5.106
89231-616 | Elec,CT,Epoxy BK Solid,Carbon,K=1.0#CT23L-C02-10X-O003RJ45 | 0 | 0 | 7.305 | 5.599
89231-624 | Elec,DO,ABS BK,PT,Silver#DO14A-B06-S0X-C003BE | 9 | 0 | 16.75 | 46.452
89231-626 | Elec,DO,ABS BK,PT,Silver#DO14A-B06-S0X-C003P5 | 0 | 845.3 | 37.718 | 0
89231-652 | Temp,TC,316SS,10K OHM,#T07EN-X02-X0X-U003RJ9 | 12 | 21.86 | 7.425 | 4.204
89231-660 | Elec,Multi,pH,CT,DO,Ref,ABS# | 0 | 0 | 288.295 | 0
89236-574 | Elec,pH,ABS BK,ASGVIII,SJ#H0MSA-L00-SNX-X000P4 | 1 | 397.31 | 11.37 | 21.872
89236-576 | Elec,CT,ABS BK,PT,K=1.0#CTMSA-P04-10X-X000P5 | 0 | 0 | 25.185 | 19.826
89236-578 | Elec,DO,ABS BK,PT,Silver#DOMSA-D00-S0X-X000P3 | 2 | 531.17 | 57.757 | 208.789
9016600 | Elec,ORP,CSH,Grey Polymer,Pt Disc,SJ#R0HWX-F06-R0X-X000XX* | 32 | 42.63 | 28.475 | 28.475 | Lab-Ovh
9016810 | Elec,ISE,ABS BK,ASI G,MONO#NH32A-G06-X0X-X000XX | 67 | 80.07 | 24.607 | 24.607 | PROX Lab
9017300 | Raw,Polishing strips#6A0207-NS,3/pk | 0 | 2.46 | 0 | 0
9017400 | Elec,ORP,CSH,Grey Polymer,Pt Disc,SJ#R0HWX-F06-S0X-X000XX* | 240 | 43.7 | 28.339 | 28.339 | Lab-Ovh
91-4277-00 | Elec,Multi,pH,ORP,TC,PC,SJ# | 88 | 125.53 | 70.9578 | 48.0063
93022496 | Elec,CT,ABS BK,TT Pin,K=1.0#CT54A-T02-10X-FX24MX | 0 | 0 | 14.617 | 0.0097
93022497 | Acce,Cable,#WB/MX-SX42 | 1000 | 10.3 | 2.5377 | 1.84
93022498 | Acce,Cable,#WB/MX-SX24 | 150 | 10.3 | 4.711 | 2.519 | Lab-Ovh
93022522 | Elec,ISE,PVC,_,MONO#CL54V-D00-X0X-X000FB | 6 | 99.25 | 38.409 | 38.409 | Lab-Ovh
93022525 | Cable | 0 | 0 | 1.1 | 0
HS000BK | $ * 3" DIA KYNAR PVDF | 2 | 0 | 265.5 | 265.5
9347600U | Elec,pH,GreyPolymer,ASGVIII,DJ#H0HCJ-L06-D0X-GX01XX See Note | 453 | 32.42 | 26.944 | 26.944 | Lab-Ovh
9708100 | Elec,pH,Ryton,ASGV,DJ#HMGBZ-F86-B0X-C025TX | 0 | 41.82 | 36.146 | 0.0097
9708200 | Elec,pH,Ryton,ASGV,DJ#HMGBZ-F86-B0X-C050TX | 0 | 0 | 55.571 | 0
99-REV3 | Elec,CT,Epoxy BK Solid,Carbon,K=1.0#CT23L-C06-10X-F020KH | 0 | 0 | 183.764 | 0.0097
A016 | Acce,Anode plug,reference# | 29 | 9.07 | 6.605 | 6.075 | Lab-Ovh
7740A1K-131 | Sub,stem,ORP,.195"Pt Disc,DJ,Annular,.472"x5.13"#R087V-P1-01 | 3 | 0 | 12.974 | 4.385 | Lab-Ovh
SI1L1D1NM8-032 | Sub,stem,pH/ORP,ASGVIII/.195"Pt Disc.235"x1.23"L#RH5YC-02-01 | 10 | 0 | 13.297 | 0
A052S-1 | Acce,Tube Tip,SS316. A052S-04-02# | 20 | 0 | 23.4281 | 12.75
A052S-2 | Acce,Compression Fitting Cap,SS 316. A052S-04-04# | 5 | 0 | 18.375 | 10
A052S-3 | Acce,Compression Ferrule,SS 316,A052S-04-05# | 6 | 0 | 17.64 | 9.6
A0B1-0001 | Acce,Sensor housing,PT1000#A0B1A-X84-X0X-CM07TX | 1 | 215.25 | 31.632 | 28.154
51010B310N152 | Sub,Pt wire,0.4"L,0.095"OD Glass Bead,Ag wire,6"L | 0 | 0 | 4.077 | 0.849 | Lab-Ovh
A0MT-0001-V | Acce,Adapter,1" NPT,both end,CPVC,Viton O-ring (113111) | 0 | 122.47 | 21.456 | 22.662 | Lab-Ovh
A0MT-0002-V | Acce,Adapter,1" NPT,Natural kynar,VitonO-ring (113111) | 0 | 133.15 | 52.347 | 60.587 | Lab-Ovh
EP485A3J2000UTX | Acce,Calibration Plug for 871FT | 0 | 169.7 | 81.024 | 0 | Lab-Ovh
A12.01040 | Raw,Bottle,Elec Storage, #650041 | 0 | 0.52 | 0.339 | 0.14
A13.10060 | Acce,Adapter,blue PBT,# | 0 | 2.06 | 0.21429 | 0.21
A1MT-0001 | Acce,Adapter,3/4" NPT,Black Kynar,SL O-RING114111# | 3 | 75.97 | 36.086 | 32.775 | Lab-Ovh
A1MT-0001-V | Acce,Adapter,3/4 NPT,Black Kynar,Viton O-ring 113111# | 6 | 116.96 | 36.13 | 36.13 | Lab-Ovh
A1MT-0002 | Acce,Adapter,3/4 NPT,CPVC,SL O-RING114111# | 0 | 323.35 | 20.548 | 0 | Lab-Ovh
A1MT-0002-V | Acce,Adapter,3/4 NPT,CPVC,VITION O-RING113111# | 16 | 122.47 | 20.592 | 20.091 | Lab-Ovh
A1MT-0004 | Acce,Adapter,3/4" NPT,Kynar,#made for 225mmL sized probe | 0 | 551.05 | 11.732 | 11.353
A20D-5220 | Elec,DO,PVC,PT Disc,Lead#DOCHV-F21-L0X-YX20TX* | 1 | 299.88 | 96.361 | 115.955 | Lab-Ovh
A20D-5220N | Elec,DO,PVC,PT Disc,Lead#A20D-5220,no DO IFS | 1 | 294.39 | 95.61 | 95.61 | Lab-Ovh
A29-170 | Acce,Molded part Rubber end cap&strain relief# | 1647 | 0.54 | 0.21663 | 0.14887
A29-331 | Acce,Molded part 1"NPT CAP# | 160 | 8.29 | 1.349 | 0.92096
A29-332 | Acce,Molded part 1"NPT Housing# | 160 | 6.75 | 0.882 | 0.59899
A29-333 | Acce,Molded part 1"NPT Junction upper cover# | 0 | 1.75 | 0.51882 | 0.93
A29-334 | Acce,Molded part 1"NPT Junction lower cover# | 0 | 1.57 | 0.24212 | 0.67
A38-12 | Elec,ORP,Glass,PT Band,_#RL31G-P00-X0X-GX06TX | 100 | 56.33 | 19.354 | 39.081 | Lab-Ovh
A38-15 | Elec,pH,Glass,ASGV,_#HL19G-F00-X0X-GX06TX | 0 | 0 | 0.364 | 0
A38-16 | Elec,pH,Glass,ASGV,_#HL31G-F00-X0X-GX06TX | 34 | 13.87 | 4.049 | 4.049 | Lab-Ovh
A38-91-T1-050 | Elec,pH,PC,ASGVII,DJ#H035N-D04-D0X-C050TX | 2 | 113.54 | 60.661 | 68.008 | Lab-Ovh
AREF106M-099 | Sub,stem,Ref,0.08"OD Ceramic Pin,0.310"x3.9"L#F012G-01-01 | 32 | 0 | 0.039 | 0
AREF126MS-135 | Sub,stem,Ref,.08"Ceramic Pin,Refill,.47"x5.32"L#F012G-01-02 | 30 | 0 | 0.066 | 0.059
SI1Q11M-058 | Sub,stem,ORP,0.25"Gold Disc,0.31"x2.25"L#RL31G-01-21 | 6 | 0 | 94.782 | 94.782 | Lab-Ovh
A38-91-T2-015 | Elec,pH,PC,ASGVII,DJ#H035N-D09-D0X-C015TX | 0 | 0 | 20.215 | 0.0097
A38-92-T1-050 | Elec,ORP,PC,PT Disc,DJ#R035N-F04-D0X-C050TX | 0 | 0 | 50.812 | 50.812
6793A1A8-130-V | Sub,stem,pH,ASG V,Flat,DJ,Annular,0.325"x5.13"L#H087V-02-01 | 35 | 0 | 0.01 | 0
A38-92-T2-020 | Elec,ORP,PC,PT Disc,DJ#R035N-F09-D0X-C020TX | 0 | 60.84 | 18.677 | 0
A38-94-K1-015 | Elec,pH,Epoxy Smoke,ASGIII,Special#H038J-T04-U0X-C015TX | 1 | 73.79 | 25.254 | 23.373
A-3515B-3BT3 | Elec,pH,X5,TB557,SPR,PT100,Kynar/Viton,SolGrnd,TeflonTuffTip | 1 | 601.75 | 59.739 | 58.582 | Lab-Ovh
AREF156M-121 | Sub,stem,Ref,0.08"OD Ceramic Pin,0.375"x4.75"L#F2DRG-61-01 | 8 | 0 | 0.069 | 0.068
AREF3G-097 | Sub,stem,Ref,0.01"Pt/Ag wire,0.115"x3.8"L#F2DRG-61-02 | 13 | 0 | 0.675 | 1.081
AREF85M-112 | Sub,stem,Ref,0.04"OD Ceramic Pin,0.235"x4.4"L#F0DRG-61-03 | 54 | 0 | 0.031 | 0.018
C13-003-WL | Sub,Cable,WL,C13,3 feet,See Note | 0 | 0 | 6.307 | 3.953 | Lab-Ovh
BNC/T-05 | Acce,Cable,CE,5F,Female BNC and Female 8 pin to tinned leads | 6 | 49.65 | 8.156 | 8.156 | Lab-Ovh
A999-F33B | Acce,A999 Preamp w/ FB-P-B#A999A-X0X-X3X-SX03SS | 0 | 0 | 18.137 | 10.42
7793A1A-135VIII | Sub,stem,pH,ASG VIII,DJ,Annular,0.472"x4.93"L#H011G-V2-01 | 33 | 0 | 0.021 | 0
A-ASSB-0001 | Acce,Scoop Brass w/ Handle# | 0 | 0 | 1.0832 | 0.875
A-ASTS-001 | Acce,Titration stand# | 177 | 38.52 | 3.675 | 2.5
ACEP1420R12 | Acce,Adapter,0.48"ID,2 O-rings,Teflon.ROHS2,PINE | 610 | 10.84 | 3.165 | 6.256
A-ER01-0001 | Acce,Electrode Arm,w/ base no label. ROHS2#A-ER01-0001 | 57 | 75 | 23.0876 | 15.7118
A-ER01-0003 | Acce,Electrode Arm Base# (025550) | 0 | 9.84 | 7.6714 | 7.6681
A-ER01-W001 | Acce,Electrode arm# | 0 | 28.72 | 20.0143 | 20.0229
A-FC00-01 | Acce,Flow cell chamber assembly.ROHS2# | 56 | 54.26 | 22.9688 | 15.625
A-FC00-02 | Acce,Flow cell chamber assembly# | 11 | 90.13 | 6.2259 | 4.2393
A-FC00-03 | Acce,Flow cell regulator# (use AM-CHL-FM) | 47 | 388.5 | 59.9272 | 28.56
A-FC00-04 | Acce,Flow cell system.ROHS2# | 6 | 317.26 | 145.1625 | 98.75
A-FC00-05 | Acce,Flow cell system.ROHS2# | 2 | 897.96 | 148.3781 | 80.75
A-FC00-07 | Acce,Flow cell system#A-FC00-07 | 32 | 113.21 | 109.515 | 74.5
X0174BM | Raw,Ring,Retaining | 22 | 0 | 3.5 | 3.5
247030 | Explosion-Proof Decimal Modbus | 1 | 0 | 931.5 | 931.5
247031 | 1/8 DIN Decimal Modbus RTU | 1 | 0 | 461.5 | 461.5
247032 | 24 VDC Transmitter Power Supply | 2 | 0 | 45.5 | 45.5
HR61-PC19-SEMI | Elec,pH,Ryton,ASGVII,DJ,Probe only#HR61Z-D01-B0X-X000XX | 0 | 104 | 45.021 | 0
SI1L4G1A5-038 | Sub,stem,pH,ASG V,Flat,0.235"/0.165"x1.5"L#HH16A-02-01 | 21 | 0 | 0.002 | 0.001
875EC-D2D-A | ELECTRODELESS CT ANALYZER,24VDC,PIPE,IEC,STORM DOOR | 0 | 505.43 | 167.526 | 0 | Lab-Ovh
EP307B1T1T2P1 | ELECTRODELESS CT | 0 | 658.36 | 626.353 | 363.974 | Lab-Ovh
ORP10-1N1A-4 | Elec,Dolphin,ORP,PT,PT100,40FT CABLE,PIN LUGS | 0 | 366.71 | 266.64 | 242.792 | Lab-Ovh
871EC-BW0-K | Elec,CT,Largw Bore PEEK,PT100,WIDE RANGE,20FT,LUG,K | 0 | 673.71 | 609.957 | 0 | Lab-Ovh
AJ0005-01 | Solu,Carbon Dioxide Electrode, ISA, 30mL | 0 | 0 | 1.883 | 0.0097
BS805XQ | 4" Flange | 0 | 1189.64 | 294.416 | 294.554 | Lab-Ovh
871EC-EV3-3 | Elec,CT,Epoxy,316SS,Cable PER SO,LUGS | 0 | 125.33 | 330.235 | 0 | Lab-Ovh
875PH-B1C-C | PH/ORP/ISE ANALYZER,220VAC,PANEL,CSA,HART | 0 | 447.68 | 133.681 | 0 | Lab-Ovh
BS813XN | Junction box | 0 | 890.59 | 292.895 | 254.455 | Lab-Ovh
AJ0009-04 | Solu,Flouride ISE ISA, 4oz | 0 | 0 | 0.0097 | 0
AREF3G-112 | Sub,stem,Ref,0.01"Pt/Ag wire,0.115"x4.4"3L#F2DRG-51-02 | 12 | 0 | 0.694 | 0.799
7597A1A-135-II | Sub,stem,pH,ASG II,SJ,Annular,.472"x5.32"L,0.195#H011G-02-01 | 0 | 0 | 0.015 | 0
MDU1-0001 | Optical DO Converter,Blk ABS Box,Micro USB,0.2mCable,F,M9 | 3 | 286.61 | 108.489 | 100.563 | PROX Lab
ELEC-CSTR | Acce,Gal-DO Molded Clear Body,O-Rings,Aercon logo | 0 | 35.35 | 7.837 | 0
SD-AND-CD1 | Solu,ANDalyze Cadmium Standard, 23ppm | 0 | 0 | 0 | 0
SD-AND-CDA | Solu,ANDalyze Cadmium Liquid DNA Sensor | 0 | 0 | 0 | 0
SD-AND-CDB | Solu,ANDalyze Cadmium Buffer, 10x | 0 | 0 | 0 | 0
SD-AND-ZN1 | Solu,ANDalyze Zinc Standard, 230ppm | 0 | 0 | 0 | 0
SD-AND-ZNA | Solu,ANDalyze Zinc liquid DNA Sensor | 0 | 0 | 0 | 0
SD-AND-ZNB | Solu,ANDalyze Zinc Buffer, 10x | 0 | 0 | 0 | 0
SI1Q11L-114 | Sub,stem,Protect tube,Open ends,0.31"x4.5"L#F0PIG-11-02 | 15 | 0 | 0.006 | 0.004
SD-AND-RA-U | Solu,ANDalyze Uranium Condition Reagent A | 0 | 0 | 0 | 0
SD-AND-U1 | Solu,ANDAlyze Uranium Standard, 1.3 ppm | 0 | 0 | 0 | 0
SD-AND-UA | Solu,ANDAlyze Uranium Liquid DNA Sensor | 0 | 0 | 0 | 0
AJ0AG1 | Solu,Silver ISA# | 0 | 0 | 0 | 0
SD-AND-UB | Solu,ANDAlyze Uranium Buffer, 10x | 0 | 0 | 0 | 0
00SU001 | Solu,Hydrogen Peroxide, 30% w/w in water | 570 | 0 | 0.18372 | 0.18372
00SU002 | Solu,meso-2,3-Dimercaptosuccinic acid (DMSA), 5000ppm | 0 | 0 | 0 | 0
SD-AND-HG1 | Solu,ANDAlyze Mercury Standard, 1 ppm | 0 | 0 | 0 | 0
SD-AND-HGA | Solu,ANDAlyze Mercury Liquid DNA Sensor | 0 | 0 | 0 | 0
AJ0BR1 | Solu,Bromide ISA,# | 0 | 0 | 0 | 0
SD-AND-HGB | Solu,ANDAlyze Mercury Buffer, 10x | 0 | 0 | 0 | 0
247027 | RAW,PCB Assembly, pH Digital, Modbus, RS485 | 451 | 0 | 43.88 | 43.88
247028 | RAW, PCB Assembly, Conductivity Digital, Modbus, RS485 | 0 | 0 | 78.42 | 78.42
247029 | RAW, PCB Assembly, SONDE, Modbus, RS485 | 0 | 0 | 255.9 | 0
00190030 | Raw,Fitting,Tube,1/2"T x 1/4"MNPT (SS-CM-FL8-NS4) for MK7Z | 116 | 0 | 15.75 | 15.75
AJ0CA1 | Solu,Calcium ISE ISA, 4M KCl | 0 | 0 | 0 | 0
M07-018-016 | Sub, Tube, Hast-C, for MKXH, no Ball Valve,10" Insertion | 0 | 0 | 280.944 | 0 | Lab-Ovh
M07-010-030 | Sub,Tube,CPVC,Tube Spacer MKX,w/Ball Valve,10" Insertion | 9 | 0 | 10.629 | 2.447 | Lab-Ovh
M07-010-031 | Sub,Tube,CPVC,Tube Spacer MKX,no Ball Valve,3" Insertion | 0 | 0 | 5.352 | 0 | Lab-Ovh
M07-010-032 | Sub,Tube,CPVC,Tube Spacer MKX,no Ball Valve,10" Insertion | 0 | 0 | 9.988 | 0 | Lab-Ovh
M21-005-001 | Sub, Chamber, Peek, 2"OD, Natural Color, 10.125"L for MKX | 0 | 0 | 220.051 | 121.809 | Lab-Ovh
AJ0CD1 | Solu,Solu,Cadmium ISA,5M NaNO3,# | 0 | 0 | 0 | 0
SI1L1V1C-130-5 | Sub,Stem,pH,5,130mm Length | 1390 | 0 | 0.811 | 0.014 | Lab-Ovh
SI1L1V1C-025-5 | Sub,Stem,pH,5,025mm Length | 0 | 0 | 0.003 | 0
4501AAV-020-5 | Sub,Stem,pH,SJ,X5,Reduced Tip,4X020mm Length,AnnularJunction | 18 | 0 | 0.043 | 0.08
SI1J1V1C-038-5 | Sub,Stem,pH,GX-5,38mm Length | 0 | 0 | 0.003 | 0
AJ0CD1-60 | Solu,Cadmium ISA,60mL | 0 | 0 | 0.253 | 0
AJ0CL1 | Solu,Chloride ISE ISA, 5M NaNO3 | 0 | 0 | 0 | 0
SI1L1V1NN-050-5 | Sub,Stem,pH/ORP,X-5,050mm Length | 3 | 0 | 15.614 | 11.557
SIG1V1C-127-5 | Sub,Stem,pH,5,127mm Length | 0 | 0 | 0.009 | 0
876EC-TYCN | ELECTRODELESS CT INTELLIGENT TRANSMITTER | 0 | 240.16 | 86.062 | 487.513 | Lab-Ovh
AJ0CL1-60 | Solu,Chloride ISE ISA,60mL | 0 | 0 | 0.253 | 0
AJ0CN1 | Solu,Cyanide ISE ISA, 10M NaOH | 0 | 0 | 0 | 0
871EC-PP0-3V | ELECTRODELESS CT,SMALL BORE PP,PT100,CABLE PER S.O,VT | 0 | 373.12 | 116.437 | 0 | Lab-Ovh
875CR-A2U | CT/RESISTIVITY ANALYZER,120VAC,50/60Hz,PIPE,UL | 0 | 369.39 | 137.863 | 0 | Lab-Ovh
876PH-TWCA-M | PH/ORP/ISE INTELLIGENT TRANSMITTER | 0 | 238.61 | 85.872 | 458.07 | Lab-Ovh
876PH-SXZZ | PH/ORP/ISE INTELLIGENT TRANSMITTER | 0 | 255.96 | 101.769 | 448.681 | Lab-Ovh
AJ0CN1-60 | Solu,Cyanide ISA | 0 | 0 | 0.253 | 0
AJ0CU1 | Solu,Cupric ISA,# | 0 | 0 | 0 | 0
PH10-2N3A-2 | DOLPHIN PH,DOME BULB,NO GUARD,PT100,20FT CABLE,PIN LUGS | 0 | 270.1 | 145.334 | 0 | Lab-Ovh
876PH-SYFN-7 | PH/ORP/ISE INTELLIGENT TRANSMITTER | 0 | 267.06 | 111.77 | 452.383 | Lab-Ovh
873RS-BIYFGZ | RESISTIVITY ANALYZER,220VAC,4-20MA,METAL PIPE MOUNT,FM | 0 | 281.75 | 110.458 | 440.777 | Lab-Ovh
876PH-SYZZ-7 | PH/ORP/ISE INTELLIGENT TRANSMITTER | 0 | 264.75 | 108.629 | 104.473 | Lab-Ovh
AJ0CU1-60 | Solu,Cupric ISA,60mL | 0 | 0 | 0.253 | 0
AJ0FL1 | Solu,Fluoride ISE ISA, TISAB | 0 | 0 | 0 | 0
BS814BD | DOLPHIN INSERTION SHAFT 34.52" | 0 | 0 | 0 | 0
M02-040-001 | Sub,Cap,0.5"IDx1.526"LBlk Polyethylene,Modified for Grommet | 789 | 0 | 3.151 | 3.047 | Lab-Ovh
H0AC-0001-SF | Elec,pH,CPVC,ASGV,DJ#H0ACC-F99-B0X-C010WBMC,no pkg | 142 | 39 | 34.402 | 34.402 | Lab-Ovh
SI1R4G1B3-106 | Sub,stem,pH,ASG III,Dome,0.325"/0.165"x4.15"L#H068K-02-01 | 10 | 0 | 0.015 | 0.011
SI1G11L-106 | Sub,stem,TC,0.165"x4.15"L#H068K-01-01 | 21 | 0 | 0.002 | 0
AJ0ID1 | Solu,Iodide ISA,5M NaNO3,# | 0 | 0 | 0 | 0
AJ0ID1-500 | Solu,Iodide ISA,500mL | 0 | 0 | 0.58 | 0
AJ0KT1 | Solu,Potassium ISE ISA, 1M NaCl | 0 | 0 | 0 | 0 | Lab-Ovh
M18-001-012 | Sub,Adapter,Black Kynar,0.9"ODx1.25"L,for SX655KD-VEO | 10 | 0 | 2.388 | 0
SI1L11Q-057 | Sub,stem,ORP,Dual Pt Band,0.235"x2.25"L#ARSIG-01-01 | 5 | 0 | 26.649 | 0
EP485CU | Raw, RES 575A4,1340AE, 133.5 ohms | 19 | 0 | 9.57 | 9.57
EP485FE | Raw, RES 575CX,8R28AE, 8.28 ohms | 26 | 0 | 11.52 | 11.52
6317AQN-87 | Sub,ORP,Mono,2 Plat.Bands,8x87mm Length | 0 | 0 | 34.245 | 0 | Lab-Ovh
M02-005-005 | Sub,Cap,Nat Peek,1.25"L,for 0.310"Glass,M16x1#5679107 | 66 | 0 | 5.941 | 0 | Lab-Ovh
C15-005-GE | Sub,Cable,GE,C15,5 Feet,3.5mm Triax phone plug#77020335 | 0 | 0 | 1.837 | 0
AJ0N31 | Solu,Nitrate ISE ISA, 2M (NH4)2SO4 | 0.17 | 0 | 0 | 0
7593A5NA8-130-5 | Sub,pH,SJ,5,12x130mmLength,1Wick,.165" Int. | 6 | 0 | 0.117 | 0.077
7596AA-5 | Sub,pH,SJ,5,12x120mm Length | 93 | 0 | 2.821 | 2.821 | Lab-Ovh
AJ0N31-30 | Solu,Nitrate ISE ISA,30mL | 0 | 0 | 0.288 | 0.288
APPRICEVARIANCE | PO AP Price Variance _ Use by Buyer | 0 | 0 | 0 | 253
X0172SL | Raw,O-Ring.Kalrez 2-116 9568K29 | 70 | 0 | 64.115 | 64.12
AJ0NA1 | Solu,Sodium ISE ISA, 4M NH4Cl and NH4OH | 0 | 0 | 0 | 0
DOPO2-FO-2000 | Elec,ElectroOptic Module, fiber optic 2000 micron interface | 0 | 1781.55 | 0 | 0
PHCR-30-250BMS | Acce,Patch,HCR,0.25"ODx0.03"H,blk Silicone Overcoat. | 0 | 267.5 | 475.385 | 0 | Lab-Ovh
QUALITYPROGRAM | Quality Program PO Item | 0 | 0 | 0 | 1537.15
AJ0PB1 | Solu, Lead ISE ISA, 5M NaNO3 | 0 | 0 | 0.067 | 0
00SV005 | Raw,Frits, Hydrophobic, Mercury Only | 18470 | 0 | 0 | 0
6W1000 | PNS, 80 grit white aluminum oxide | 0 | 0 | 1.31 | 1.31
33390021 | Raw,sub,Insert,RytonGraphite,TFE Jct .325,Guards,TP561GT-3 | 8041 | 0 | 6.5199 | 4.4293
873CC-BIYFGZ | CONTACTING CT ANALYZER,220VAC,4-20MA,METAL PIPE MOUNT,FM | 0 | 260.97 | 92.907 | 404.997 | Lab-Ovh
AJ0PB1-60 | Solu,Lead ISA,60mL | 0 | 0 | 0.253 | 0
AJ0SF1 | Solu,Sulfide ISE ISA, SOAB | 0 | 0 | 0 | 0
871EC-BW0-C | Elec,ELECTRODELESS CT,LG BORE PEEK,PT100,WIDE RANGE,20FT,LUG | 0 | 689.1 | 606.105 | 606.105 | Lab-Ovh
PH12-AP12Q-EZZ | Elec,12MM PH/ORP,Dome/PT,PEEK,120MM,PT1K,VP,EPDM,No Agency C | 0 | 566.88 | 458.977 | 332.924 | Lab-Ovh
PH10-3N2A-3H | Elec,Dolphin PH,Flat Bulb,PT1000,30FT HT Cable,PIN LUGS | 0 | 347.1 | 230.108 | 162.22 | Lab-Ovh
PH10-1N3Q | Elec,Dolphin PH,Dome Bulb,PT100S,VP CONN | 1 | 337.44 | 139.517 | 133.818 | Lab-Ovh
875EC-B2D-AC | ELECTRODELESS CT ANALYZER,220VAC,PIPE,IEC,STORM DOOR,HART | 0 | 505.21 | 167.304 | 0 | Lab-Ovh
875CR-A1U-A | CT/RESISTIVITY ANALYZER 120VAC,50/60Hz,PANEL,UL,STORM DOOR | 0 | 361.35 | 125.365 | 127.934 | Lab-Ovh
M02-004-075 | Sub,CAP, 14.22mm FOR TOROLAB | 236 | 0 | 2.57 | 0.134 | Lab-Ovh
BS805YW-7M | ASSY-CABLE ASSEMBLY, 7M | 0 | 0 | 86.129 | 0
A-3C3B-30H | Elec,Cond,K=0.3,SS 4-Cell,A-3,Kynar/Viton,PT100,30ft,Hank | 0 | 920.2 | 87.884 | 0
A-3C3B-50H | Elec,Cond,K=0.3,SS 4-Cell,A-3,Kynar/Viton,PT100,50ft,Hank | 0 | 957.65 | 115.395 | 0
A-3C3PKB-3T | Elec,Cond,K=0.3,HastC.4-Cell,A-3,PT100,Peek/Simriz,3ft,Molex | 2 | 1254.94 | 559.425 | 558.686 | PROX Lab
A-3C3PKB-50H | Elec,Cond,K=0.3,HastC,4-cell,A-3,PT100,Peek/Simriz,50ft,Hank | 0 | 1064.65 | 607.488 | 0
AJNH31 | Solu,Ammonia ISE Ionic Strength Adjustor, ISA | 0.5 | 0 | 0 | 0
AJNH31-500 | Solu,Ammonia ISE ISA, 500mL | 0 | 52.29 | 0.684 | 0.0097
AJNH41 | Solu,Ammonium ISE ISA, 1M NaCl | 0 | 0 | 0 | 0 | Lab-Ovh
AJNH41-125 | Solu,Ammonium ISE ISA, 125mL | 0 | 0 | 0.308 | 0.0097
ZBOT035X | Acce,Calibration and storage bottle 650027&650052 w/450402 | 0 | 1.75 | 1.155 | 1.155
S0113AC-LARGE | PNS, Raw,Box, Foxboro (39.75" x 8" x 8") | 52 | 3.25 | 3.25 | 3.25
S0113AC-SM | PNS,,Box, Foxboro (22.12" x 8" x 8') | 0 | 2.5 | 1.74 | 1.74
S0113AC-MED | PNS,Box, Foxboro (30" x 8" x 7.75") | 0 | 3 | 2.16 | 2.16
ALS-ODO1 | Elec,ODO,SS316# | 0 | 509.17 | 367.877 | 216.388 | Lab-Ovh
AM-CDO-REF | Solu,Dissolved Oxygen IFS, DO0001-01,30mL, w/Water Analy | 0 | 16.48 | 0.288 | 0.438
AM-CHL-FM | Acce,Flow regulator#A-FC00-03 | 14 | 73.98 | 47.9393 | 32.6134
A-MHCL-EDCR | Raw,Evaporating DISH CERAMIC 150ml# | 0 | 32.64 | 0.9 | 0
AM-ODO-015 | Elec,ODO,PVC# | 0 | 441.11 | 303.687 | 136.378
AM-ODO-030 | Elec,ODO,PVC#DOP2-U001-M10 | 0 | 0 | 339.151 | 0.0097
R1005HX | PIPE 1/2"PVC SCH 80 #48855K11 | 20 | 0 | 1.36 | 1.36
AM-ODO2-015 | Elec,ODO Gen2#DOGB-0003,15FT | 0 | 466.2 | 89.583 | 154.118 | PROX Lab
AM-ODO2-MPR | Acce,ODO,Metal Guard | 0 | 0 | 63.999 | 12.122
A-MSUN-0101 | Acce,Micro universal stirrer.#ZMSC075X.Vernier#A-MSUN-0101 | 1461 | 3.33 | 0.857 | 0.60094
ANISE | Elec,ISE,MULTI#ANISE (LZY694) | 100 | 419.44 | 90.387 | 90.387 | Lab-Ovh
APEN-A001 | Elec,Multi,pH,ORP,TC,PC,SJ# | 0 | 0 | 27.5625 | 15
AS100AC | Elec,pH,Kynar,GX-5,DJ,Spade Lug C#AS100AC | 2 | 333.82 | 115.272 | 111.698 | Lab-Ovh
AS100AD | Elec,pH,Kynar,GX-5,DJ,Tinned Lead#AS100AD | 0 | 338.27 | 94.944 | 95.482 | Lab-Ovh
AS100AF | Elec,pH,Kynar,ASGVII,DJ,Tinned Lead#AS100AF | 0 | 340.03 | 99.235 | 98.009 | Lab-Ovh
AS100AG | Elec,pH,Kynar,ASGVIII,DJ,Spade Lug C#AS100AG | 0 | 416.39 | 123.285 | 118.968 | Lab-Ovh
AS345AB | Raw,Holder,Electrode,SB#,Foxboro Dwg AS345AB | 75 | 0 | 4.032 | 4.032 | Lab-Ovh
ASG-II | pH sensing bulb,ASG II | 0 | 0 | 0.0097 | 0
ASG-III | pH sensing bulb,ASG III | 0 | 0 | 0.0097 | 0
R1200BK | $ PRIMER,LOCQUICK NF 339 | 0 | 0 | 15.37 | 15.37
ASG-V | pH sensing bulb,ASG V | 0 | 0 | 0 | 0
ASG-VII | pH sensing bulb,ASG VII | 0 | 0 | 0.0097 | 0
ASG-VIII | pH sensing bulb,ASG VIII | 0 | 0 | 0.0097 | 0
ASTIR-0001 | Acce,Magnetic Stirrer#ASTIR-0001 | 21 | 0 | 74.6025 | 40.6
X0180BB | LOCTITE,SEALANT 592-41 | 0 | 0 | 17.44 | 17.44
M31-020-001 | Ring, for pHree-Flow | 179 | 0 | 7.262 | 6.889 | Lab-Ovh
B/B-S010 | Acce,Cable,coax, 10F, BNC to BNC, with Black Boot | 0 | 29.94 | 6.175 | 3.942 | Lab-Ovh
B/B-SM01BK | Acce,Cable,coax,1M,BNC to BNC,Black Boot 44340016 | 0 | 0 | 2.171 | 0.0097
95550801-S | Raw,O-ring,Simriz 8mm x 1mm, SZ485 compound | 143 | 0 | 11.36 | 11.36
B/T-S003 | Acce,Cable,coax, 3F, BNC with black boot to tinned leads | 0 | 19.22 | 1.88 | 1.789
B/T-S003-B | Acce,Cable,coax,3F,BNC with blue boot to tinned leads,pH+/- | 0 | 19.57 | 1.699 | 1.167
B/T-S003-R | Acce,Cable,coax,3F,BNC with red boot to tinned leads,ORP+/- | 0 | 19.57 | 1.758 | 1.221
B/T-S010 | Acce,Cable,coax, 10F, BNC with black boot to tinned leads | 100 | 25.09 | 3.517 | 3.425 | Lab-Ovh
B/T-S010-B | Acce,Cable,coax,10F,BNC with blue boot to tinned leads,pH+/- | 0 | 24.46 | 3.348 | 2.247
B/T-S010-R | Acce,Cable,coax,10F,BNC with red boot to tinned leads,ORP+/- | 0 | 24.46 | 3.468 | 2.341
B20B110 | Elec,Ref,Glass,No Sensing Mem,SJ#F0R8G-X00-C0X-X000SS | 123 | 0 | 28.2975 | 19.25
B20B300 | Elec,Ref,Glass,No Sensing Mem,SJ#F0R8G-X00-S0X-X000SS* | 0 | 17.9 | 14.276 | 14.276
B35M110 | Elec,ORP,Glass,PT Rod,_#R0RLG-D00-X0J-X000SS* | 40 | 0 | 35.7034 | 24.2875
BL-H02 | Acce,Cable,SB/CP-S002,Ecolab PH cable MBNC to Crim,RoHS 9303 | 484 | 7.5 | 2.9746 | 2.2985
BL-H10 | Acce,Cable,pH cable#SB/CP-S010 (93032021) | 215 | 12.29 | 5.603 | 2.48
BL-H23 | Acce,Cable,pH cable#SB/CP-S023 | 0 | 21.93 | 6.497 | 4.385
BL-R02 | Acce,Cable,Ecolab Orp Cable MBNC to Cri RoHS#SB/CP-S002 9303 | 245 | 9.12 | 3.926 | 2.2985
BL-R10 | Acce,Cable,ORP cable#SB/CP-S010 (93032025) | 215 | 12.29 | 4.4965 | 3.6875
BL-R23 | Acce,Cable,ORP cable#SB/CP-S023 | 0 | 23.4 | 6.611 | 4.681
CL-DISC | Chloride solid state | 0 | 0 | 0 | 0
BR43-0001 | Elec,ISE,Epoxy BK Solid,Solid State,DJ#BR43L-S00-Z0X-S003BX | 0 | 256.83 | 29.869 | 8.096
BR43-SEMI | Elec,ISE,Epoxy BK Solid,Solid State,DJ#BR43L-S00-Z0X-X000XX | 10 | 59.3 | 27.78 | 27.78 | PROX Lab
BRLZ-0001 | Elec,ISE,ABS,Solid State# | 0 | 0 | 3.957 | 0
BS805VM | Sub,Polyetherimide BK cap#, Foxboro Dwg BS805VM | 511 | 3.32 | 3.4391 | 2.89
BS805ZV | Raw,MS Electrode 0.1CF Outer Titanium# | 592 | 0 | 13.9111 | 11.69
BS805ZX | Acce,Electrode Outer,0.1,Monel# | 250 | 39.75 | 40 | 40
BS810NM | Sub,Lower Housing (Flat Elect)#,Foxboro Dwg BS810NM | 143 | 24.72 | 5.338 | 5.338 | Lab-Ovh
BS810PB | Raw,Ground Tbe,Kynar 740# | 247 | 3.57 | 2.853 | 2.853 | Lab-Ovh
BS811HX | Raw,Lower Housing (ORP)#,Foxboro Dwg BS811HX | 22 | 37.06 | 6.56 | 5.743 | Lab-Ovh
BS812VQ | Acce,Tube,PEEK 5.195 | 30 | 0 | 74.163 | 74.163 | Lab-Ovh
BS812VR | Acce,Tube,PEEK,9.33"# | 32 | 0 | 147.124 | 20.364 | Lab-Ovh
BS812VS | Acce,Tube,PEEK,14.68"# | 9 | 0 | 195.715 | 26.787 | Lab-Ovh
BS812VT | Acce,Tube,PEEK,17.19 inch | 15 | 0 | 221.981 | 30.221 | Lab-Ovh
BT-B04 | Cable for Acu-trol,#B/CP-S004A | 0 | 6.93 | 2.028 | 0.0097
BT-B10 | Cable for Acu-Trol.ROHS2,#BT-B10,B/CP-S010AB | 502 | 5.8 | 2.32 | 2.91
BT-P02 | Cable for Acu-trol,#BT-P02 | 0 | 7 | 12.542 | 0.0097 | Lab-Ovh
BT-P10 | Cable for Acu-trol,#BT-P10, 682000740 | 0 | 30.41 | 14.617 | 13.82 | Lab-Ovh
BT-R04 | Cable for Acu-trol,#BT-R04,B/CP-S004A | 0 | 0 | 1.945 | 0
BT-R10 | Cable for Acu-trol. ROHS2,#B/CP-S010AR,BT-R10 | 171 | 8.15 | 2.32 | 2.91
BX/FD-SX06 | Cable | 0 | 0 | 2.089 | 2.018 | Lab-Ovh
CA11-SEMI | Elec,ISE,Epoxy BK Solid,PVC M,MONO#CA11L-P00-X0X-X000XX | 0 | 52.22 | 12.654 | 0
CA12-0001N | Elec,ISE,Epoxy Clear,PVC M,DJ#CA12Q-P00-Z0X-S003BX | 0 | 0 | 41.231 | 0
HE54-E001-SF | Elec,pH,ABS BK,ASGVIII#HE54A-L00-B0X-X000FB 93032018 no pkg | 3071 | 22.91 | 11.503 | 11.503
CA12-XXX1 | Elec,ISE,Calcium,PVC,Module,PVCM,gold pin#003341 | 0 | 0 | 25.643 | 0 | Lab-Ovh
CA43-0001 | Elec,ISE,ABS BK Solid,PVC M,DJ#CA43L-P00-Z0X-S003BX | 1 | 302.4 | 16.166 | 14.312
ZSEN121X-SF | Elec,pH,Polymer,Blk,ASGV,DJ#HS28L-F00-D0X-X000BX,no pkg | 750 | 23.2 | 9.6353 | 9.6443
XFPH-BNC2X-SF | Elec,pH,Epoxy,ASGV,DJ#ZSEN070X,ECO17003, no pkg | 142 | 21.8 | 14.8556 | 10.1037
CA43-SEM2 | Elec,ISE,Epoxy BK Solid,PVC M,SJ#CA43L-P00-S0X-X000XX | 7 | 57.03 | 16.202 | 15.498 | PROX Lab
CA43-SEMI | Elec,ISE,Epoxy BK Solid,PVC M,DJ#CA43L-P00-Z0X-X000XX | 5 | 57.03 | 7.833 | 7.382
OE-2-SF | Elec,ORP,CPVC,PT Disc,DJ#R0ACC-F99-B0X-C003WBMC,no pkg | 300 | 46.8 | 35.626 | 25.9563 | Lab-Ovh
HE54-FD02-SF | Elec,pH,ABS BK,ASGV,DJ#HE54A-W00-B0X-X000FB,no pkg | 820 | 23.7 | 10.67 | 11.492
CA44-0018 | Elec,ISE,Epoxy Clear,PVC M,DJ#CA44Q-P00-Z0X-SX18PX | 0 | 207.63 | 25.427 | 23.81 | PROX Lab
CA61-SEMI | Elec,ISE,PVC,PVC M,MONO#CA61V-P00-X0X-G01XX | 0 | 57.57 | 17.603 | 17.032 | PROX Lab
CAAM-0001 | Elec,ISE,Epoxy Clear,PVC M,SJ#CAAMQ-P00-R0X-S003BX | 0 | 75.86 | 42.709 | 22.74 | PROX Lab
CAB9-0001 | Elec,ISE,ABS BK,PVC M,SJ#CAB9A-P00-S0X-X000FB | 2 | 263.53 | 21.327 | 3.357 | PROX Lab
CA-HST | Solu,Calcium Standard(High) 1000ppm as Ca2+, 500mL, Vern | 0 | 10.91 | 0.684 | 0.684
CA-LST | Solu,Calcium Standard (Low), 10ppm as Ca2+, 500mL, Verni | 0 | 10.91 | 0.684 | 0.684
CU-DISC | Cupric solid state | 0 | 0 | 0 | 0
CD43-SEMI | Elec,ISE,Epoxy BK Solid,Solid State,DJ#CD43L-S00-Z0X-X000XX | 5 | 59.3 | 12.165 | 12.165
CDLZ-0001 | Elec,ISE,Epoxy,Solid State,SJ# | 0 | 0 | 3.957 | 0
414010-114 | Sub,Cut, Lead Free Glass, 7.87mm (0.310") OD x 4.5"L | 0 | 0 | 0.006 | 0
V-19DB-10H | Elec,pH/ORP,DJ,X5F,plat,PT100,T/L,Kynar,10' Hanked | 3 | 504.25 | 58.302 | 54.676 | Lab-Ovh
V-19DB-20H | Elec,pH/ORP,DJ,X5F,plat,PT100,T/L,Kynar,20' Hanked | 1 | 514.6 | 71.279 | 71.279 | Lab-Ovh
V-19DB-30H | Elec,pH/ORP,DJ,X5F,plat,PT100,T/L,Kynar,30' Hanked | 2 | 533.86 | 75.135 | 57.507 | Lab-Ovh
V-19KDB-F6 | Elec,pH/ORP,DJ,X5F,plat,PT100,T/L,Kynar,Simriz,F6 | 1 | 734.21 | 100.06 | 100.06
V-19KDB-10H | Elec,pH/ORP,DJ,X5F,plat,PT100,T/L,Kynar,Simriz,10' Hanked | 1 | 604.4 | 96.605 | 55.048
V-19KDB-20H | Elec,pH/ORP,DJ,X5F,plat,PT100,T/L,Kynar,Simriz,20' Hanked | 0 | 672.72 | 104.525 | 0
V-19KDB-30H | Elec,pH/ORP,DJ,X5F,plat,PT100,T/L,Kynar,Simriz,30' Hanked | 0 | 694.09 | 113.558 | 0
RHIO-AU01 | Elec,MULTI,pH,ORP(GD),TC,ABS#RHION-A/G02-D0X-X000pH-8Y | 0 | 43.64 | 32.863 | 28.49
SI1L1V1C-110-5 | Sub,Stem,pH,5,110mm Length | 214 | 0 | 0.014 | 0.013
CL12-XXX1 | Elec,ISE,Chloride,module,GreyPVC,solid state,gold pin#003341 | 0 | 153.31 | 20.208 | 20.208 | Lab-Ovh
CL43-0001 | Elec,ISE,ABS BK Solid,Solid State,DJ#CL43L-S00-Z0X-S003BX | 1 | 260.91 | 38.971 | 12.698 | PROX Lab
9555116-S | Raw,O-ring,Simriz 2-116 , SZ485 compound | 11 | 9.38 | 9.8 | 9.8
9555117-S | Raw,O-ring,Simriz 2-117, compound SZ485 | 34 | 9.6 | 9.32 | 9.32
CL43-SEMI | Elec,ISE,Epoxy BK Solid,Solid State,DJ#CL43L-S00-Z0X-X000XX | 3 | 57.03 | 27.591 | 26.563 | PROX Lab
9555118-S | Raw,O-ring,Simriz 2-118, Compound SZ485 | 24 | 9.84 | 9.56 | 9.56
9555119-S | Raw,O-ring,Simriz 2-119, compound SZ485 | 0 | 10.1 | 9.52 | 9.52
CL61-SEMI | Elec,ISE,PVC,Solid State,MONO#CL61V-S00-X0X-G01XX | 1 | 57.03 | 24.644 | 24.2 | PROX Lab
9555124-S | Raw,O-ring,Simriz 2-124,compound SZ485 | 194 | 13.26 | 12.87 | 12.87
CLB9-0001 | Elec,ISE,ABS BK,Solid State,SJ#CLB9A-S00-S0X-X000FB | 12 | 241.21 | 36.771 | 36.771 | PROX Lab
CL-HST | Solu,Chloride Standard(High),1000ppm as Cl-, 500mL, Vern | 0 | 10.91 | 0.684 | 0.684
CLI9-0001 | Elec,ISE,PVC,Solid State,DJ#CLI9V-S00-ZMX-X000L6 | 0 | 0 | 20.139 | 0
CL-LST | Solu,Chloride Standard(Low) 10ppm as Cl-, 500mL, Vernier | 0 | 10.91 | 0.684 | 0.684
CLLZ-0001 | Elec,ISE,Epoxy Amber,_,SJ#CLLZH-X00-S0X-S002BX | 0 | 0 | 3.957 | 0.0097
BS811LX-3M | CABLE ASSY, 3M | 0 | 0 | 12.042 | 0
CN-DISC | Cyanide solid state | 0 | 0 | 0.0097 | 0
DEMOKIT-RELE | DEMO KIT,MK7Z-181V+4probes+Adapter+Cable,w/CASE,for RELE | 0 | 2365.91 | 1632.409 | 0
CT42-A0005 | Elec,CT,Epoxy BK,60mmL,Carbon,K=0.45#CT42L-C00-45X-X000XX | 0 | 969.85 | 13.119 | 0
CN43-SEMI | Elec,ISE,Epoxy BK Solid,Solid State,DJ#CN43L-S00-Z0X-X000XX | 1 | 59.3 | 11.31 | 10.606
CNLZ-0001 | Elec,ISE,Epoxy Amber,_,SJ#CNLZH-X00-S0X-S002BX | 0 | 0 | 3.957 | 0
CO2-MEMBRANE | CO2 sensing membrane | 0 | 0 | 0.0097 | 0
CO202 | Acce,BTA cable,ZCAB077X, ROHS2 Vernier#CO202 | 0 | 6 | 1.1857 | 1.5
113021X1.5 | Raw,O-Ring,VT75,21x1.5mm | 310 | 0 | 0.488 | 0.488
CO35-0001 | Elec,ISE,ABS BK,ASGV,MONO#CO35A-G00-X0X-S003BX | 12 | 306.31 | 39.725 | 39.96 | PROX Lab
22712013 | Raw,O-Ring,Buna,Oil-Resistant-N-9262K444 | 49 | 0 | 0.3376 | 0.3376
9555127-S | Raw,O-ring,Simriz 2-127,compound SZ485 | 0 | 15.61 | 15.16 | 15.16
CON-HST | Solu,Conductivity Standard, 12880 µS/cm, 500mL, Vernier | 0 | 10.91 | 0.684 | 0.684
CON-HST-20K | Solu,Conductivity Standard, 20000µS/cm, 500mL, Vernier | 0 | 0 | 0.684 | 0.0097
CON-LST | Solu,Conductivity Standard, 150µS/cm, 500mL, Vernier | 0 | 10.91 | 0.684 | 0.684
CON-LST-200 | Solu,Conductivity Standard, 200 µS/cm, 500mL, Vernier | 0 | 0 | 0.684 | 0.0097
CON-MST | Solu,Conductivity Standard, 1413µS/cm, 500mL, Vernier | 0 | 10.91 | 0.684 | 0.684
CON-MST-2K | Solu,Conductivity Standard, 2000µS/cm, 500mL, Vernier | 0 | 0 | 0.684 | 0.0097
CON-MST-GA | Solu,Conductivity Standard, 1413 µS/cm, Gallon, Vernier | 0 | 0 | 1.996 | 0
CS0001-04 | Solu,pH probe Storage | 0 | 0 | 0.0097 | 0
8010620 | Raw,Pipe,PVC 1.0 SCH 120 99 | 36 | 0 | 5.39 | 5.39
871EC-LB0-4 | Elec,CT,LG Bore PEEK,100K,20FT Cable,No LUG | 0 | 412.24 | 353.455 | 332.273 | Lab-Ovh
PH10-1N4A-E2H | Elec,Dolphin,PH,DOME BULB,W/GUARD,PT1K,20FT HTCABLE,PIN LUGS | 0 | 312.51 | 190.702 | 117.695 | Lab-Ovh
871PH-1P1A-3-5M | Elec,871PH-1P1A-3, 5M Cable Length | 0 | 485.85 | 250.065 | 0 | Lab-Ovh
871A-3F-13-20 | Elec,871A-3F-13, 20FT Cable Length | 0 | 310.69 | 140.817 | 110.899 | Lab-Ovh
CSH0CL | Solu,pH/ORP Electrode Cleaning, 0.1N HCl | 0 | 0 | 0 | 0
95552012-S | Raw,O-ring,Simriz 2-012, compound SZ485 | 386 | 5.86 | 5.68 | 5.68
95552013-S | Raw,O-ring,Simriz 2-013,comp SZ485 | 87 | 6.16 | 5.98 | 5.98
95552015-S | Raw,O-ring,Simriz 2-015 , SZ485 compound | 20 | 6.8 | 6.8 | 6.8
95552018-S | Raw,O-ring,Simriz 2-018, SZ485 compound | 25 | 8.03 | 7.79 | 7.79
95552019-S | Raw,O-ring,Simriz 2-019, compound SZ485 | 111 | 24.74 | 8.16 | 8.16
95552022-S | Raw,O-ring,Simriz 2-022, compound SZ485 | 0 | 9.76 | 9.2 | 9.2
95552125-S | Raw,O-ring,Simriz 2-125, compound SZ485 | 46 | 14 | 14 | 14
95552205-S | Raw,O-ring,Simriz 2-205, compound SZ485 | 0 | 13.26 | 12.5 | 12.5
CSH0ST | Solu,Storage pH/ORP | 50 | 0 | 0 | 0
A-3C3B-3T | Elec,Cond,K=0.3,SS 4-Cell,A-3,Kynar/Viton,PT100,Molex | 1 | 848.72 | 70.064 | 22.275 | PROX Lab
CSH0ST-1L | Solu,Storage pH/ORP,1L,#CS0001-32 | 0 | 39.57 | 1.228 | 1.228
CSH0ST-250 | Solu,Storage pH/ORP,250mL | 0 | 0 | 0.473 | 0.0097
CSH0ST-500 | Solu,Storage pH/ORP,500mL,#CS0001-16 | 0 | 21.4 | 0.684 | 0.684
95552214-S | Raw,O-ring,Simriz 2-214, SZ485 compound | 0 | 18.72 | 17.64 | 17.64
BS813CW | AutoClave Cap Assy | 0 | 0 | 279.486 | 0
BS805XV | Flange, 316 SS, 4” 150# | 3 | 932.63 | 225.35 | 225.35
BS813XM | ACCE,NON-PREAMP ASSEMBLY | 0 | 0 | 127.437 | 0 | Lab-Ovh
871CC-C2-4 | ELEC,CONTACTING CT,SANITARY,TC100K,K=0.1,TI,LUGLESS T | 0 | 521.02 | 319.59 | 319.025 | Lab-Ovh
RF0ZAG-60 | Solu,Reference Fill, 4M KCl Saturated with AgCl, 60mL | 0 | 0 | 0 | 0
15300022 | 20/410 Black Polypropylene Ribbed Cap with F217 Liner | 2000 | 0 | 0.063 | 0.063
HS000CS | ROD 2" HEX, PVC TYPE 1 99 | 5 | 0 | 28.45 | 28.45
PH7V131 | Elec,pH,Clear PC,ASGVIII,SJ#H035N-L00-S0X-SM03WB,APAC | 0 | 13.58 | 9.0857 | 9.0771
CT01GP | Raw,Glass,Int,SA CT01-01-0101. ROHS2# | 0 | 29.43 | 17.8302 | 8.048
SS130AQ-25FT | Assy-Cable Assembly, 25Ft | 0 | 0 | 190.977 | 0
BS811LY-9 | CABLE ASSY, 9M | 0 | 0 | 57.136 | 0
SI1Q11D-058 | Sub,stem,ORP,Pt Band,0.31"x2.25"L#R031G-01-01 | 20 | 0 | 16.681 | 16.594 | Lab-Ovh
CT02HP | Raw,Glass,Int,SA,CT02-01-001 RoHS2# | 225 | 0 | 11.9805 | 8.15
SI1R11L-046 | Sub,stem,Glass Stem,Antimony,0.325"x1.8"L#H0G3G-01-01 | 11 | 0 | 0.002 | 0.002
6793A1A8-140-V | Sub,stem,pH,ASG V,Flat,DJ,Annular0.31"x5.5"L#H028-32-01 | 3 | 0 | 0.027 | 0
SI1I11B7-038 | Sub,stem,pH,ASG VII,Dome,0.195"x1.5"L#HGASG-02-01 | 3278 | 0 | 0.013 | 0.013 | Lab-Ovh
SI4D11B3-016 | Sub,stem,pH,ASG III,Dome,0.115"x0.62"L#HGASG-02-02 | 6 | 0 | 0.011 | 0.011 | Lab-Ovh
CT16-MULT-SEMI | Elec,CT,ABS BK,Carbon,K=0.85#CT16A-C00-85X-FX12TX | 0 | 0 | 8.109 | 0
95552216-S | Raw,O-ring,Simriz 2-216,compound SZ485 | 0 | 20.59 | 19.41 | 19.41
95552218-S | Raw,O-ring,Simriz 2-218,Comp SZ485 | 15 | 23.11 | 23.11 | 23.11
CT23-EN06 | Elec,CT,Epoxy BK Solid,Carbon,K=1.0#CT23L-C04-10X-FM06TX | 0 | 0 | 18.682 | 0.0097
CT23-EN06-M01 | Elec,CT,Epoxy BK Solid,Carbon,K=1.0#CT23L-C04-10X-FM01TX | 0 | 0 | 11.577 | 0.0097
CT23-EN07 | Elec,CT,Epoxy BK Solid,Carbon,K=0.1#CT23L-C04-01X-FM06TX | 0 | 0 | 17.811 | 0.0097
CT23-EN08 | Elec,CT,Epoxy BK Solid,Carbon,K=0.1#CT23L-C04-01X-FM01TX | 0 | 0 | 10.829 | 0
CT25-0001 | Elec,CT,ABS BK,Carbon,K=1.0#CT25A-C00-10X-SM01WB | 0 | 0 | 11.68 | 2.388
CT25-0001-10 | Elec,CT,ABS BK,Carbon,K=1.0#CT25A-C00-10X-S010TX | 3 | 269.94 | 21.966 | 5.395 | Lab-Ovh
CT25-0002 | Elec,CT,ABS BK,Carbon,K=1.0#CT25A-C01-10X-C003BT | 9 | 111.74 | 40.45 | 37.244 | PROX Lab
871FT-3E4C3T-CP | ELEC,FT CT,IND-HI,1",CARP,PCTFE,ANSI150,PT100,CAL CABLE | 0 | 3697.34 | 3904.961 | 3074.818 | Lab-Ovh
CT25-0003B | Elec,CT,ABS BK,Carbon,K=0.1#CT25A-C02-01X-F06SS | 0 | 0 | 40.425 | 22
CT25-0004 | Elec,CT,ABS BK,Pt pin,K=10,PT100,T#CT25A-C01-11X-F003TX | 0 | 143.87 | 36.31 | 14.142 | PROX Lab
876PH-TYDA | PH/ORP/ISE INTELLIGENT TRANSMITTER | 0 | 241.84 | 85.259 | 89.647 | Lab-Ovh
PH10-1N3A-2 | Elec,Dolphin,PH,DOME BULB,W.GUARD, PT100S,20FT CABLE,PIN LUG | 0 | 270.58 | 144.81 | 0 | Lab-Ovh
871EC-HP0-3-10 | 871EC-HP0-3, 10FT CABLE LENGTH | 0 | 370.57 | 218.545 | 227.271 | Lab-Ovh
CT25-P001 | Elec,CT,ABS BK,Carbon,K=1.0#CT25A-C06-10X-F010TX | 0 | 0 | 90.742 | 0
CT25-P002 | Elec,CT,ABS BK,Carbon,K=1.0#CT25A-C06-10X-F025TX | 0 | 0 | 96.903 | 0
CT25-P002-AGL | Elec,CT,ABS BK,Carbon,K=1.0#CT25A-C06-10X-F025TX | 0 | 0 | 96.903 | 0.0097
CT25-PEN1 | Elec,CT,ABS BK,Carbon,K=1.0#CT25A-C06-10X-X000PF | 0 | 0 | 32.48 | 0
871EC-HP0-3-10M | 871EC-HP0-3, 10M CABLE LENGTH | 0 | 515.59 | 412.618 | 0 | Lab-Ovh
871EC-TF2-3V-50 | 871EC-TF2-3V, 50FT CABLE LENGTH | 0 | 796.97 | 579.133 | 680.568 | Lab-Ovh
CT25-SES2 | Elec,CT,ABS BK,Carbon,K=1.0#CT25A-C02-10X-CM02TX | 0 | 27.51 | 16.8 | 16.8
CT40-0001 | Elec,CT,Epoxy BK Solid,Carbon,K=0.45#CT40L-C02-45X-Q005TX | 0 | 0 | 20.832 | 0.0097
CT42-0000 | Elec,CT,Epoxy BK Solid,Carbon,K=0.45#CT42L-C00-45X-X000XX | 2 | 133.67 | 28.582 | 27.189 | PROX Lab
CT42-0002 | Elec,CT,Epoxy BK Solid,Carbon,K=0.45#CT42L-C01-45X-FM01TX | 3 | 98.55 | 48.95 | 27.344 | PROX Lab
CT42-0003 | Elec,CT,Epoxy BK Solid,Carbon,K=0.45#CT42L-C01-45X-FM03TX | 0 | 0 | 39.406 | 0
CT42-A0002 | Elec,CT,Epoxy BK Solid,Carbon,K=0.45#CT42L-C06-45X-CM01TX | 3 | 98.98 | 25.238 | 4.454 | Lab-Ovh
CT42-A0003 | Elec,CT,Epoxy BK Solid,Carbon,K=0.42#CT42L-C00-45X-GM01TX | 0 | 0 | 13.222 | 0
CT42-MS01 | Elec,CT,Epoxy BK Solid,Carbon,K=0.45#CT42L-C06-45X-X000XX | 13 | 0 | 16.41 | 15.546
CT42-MS02 | Elec,CT,Epoxy BK Solid,Carbon,K=0.45#CT42L-C88-45X-X000XX | 0 | 0 | 12.691 | 0
CT42-PR01 | Elec,CT,Epoxy BK Solid,Carbon,K=0.45#CT42L-C01-45X-X000XX | 13 | 110.59 | 25.356 | 23.637 | Lab-Ovh
CT42-SEM2 | Elec,CT,Epoxy BK Solid,Carbon,K=0.45#CT42L-C00-45X-X000XX | 0 | 0 | 13.612 | 0.0097
V-200B-10NC | Elec,pH,MK7,XVD,DJ,SPR,PT100,Ryton/Viton, tinned leads | 0 | 0 | 25.418 | 0 | Lab-Ovh
00FL050 | Memory card for Protos II 4400-ZU 1080-P-N-D | 1 | 0 | 301 | 301
CT54-EN01 | Elec,CT,ABS BK,Carbon,K=1.0#CT54A-C06-10X-F006BB | 0 | 0 | 22.553 | 0.0097
CT55-0010 | Elec,CT,PVC,Carbon,K=1.0#CT55V-C00-10X-X000SS | 0 | 261.1 | 61.874 | 59.817 | PROX Lab
CT56-0001 | Elec,CT,BLK ABS,Carbon,FLAT SURACE,PT100#CT56X-C01-X0X-X000X | 0 | 0 | 17.992 | 0
CT56-0002 | Elec,CT,Gray ABS,Carbon,FLAT SURACE,PT100#CT56X-C01-X0X-X000 | 0 | 55.72 | 16.444 | 0.0097
CTB1-MC01 | Elec,CT,ABS BK,Carbon,K=1.0#CTB1A-C00-10X-X000FB | 0 | 0 | 2.321 | 0
CTC1-0001 | Elec,CT,ABS BK,Carbon,K=1.0#CTC1A-C00-10X-X000BX(C670-10023) | 0 | 15.67 | 13.2812 | 12.14
CTGB-P002 | Elec,CT,Ryton,Carbon,K=1.0#CTGBZ-C06-10X-F020TX | 0 | 0 | 73.37 | 0
CTGB-P002-M20 | Elec,CT,Ryton,Carbon,K=1.0#CTGBZ-C06-10X-FM20TX | 0 | 0 | 92.262 | 0
HANDLING | Handling Charges | 0 | 0 | 0 | 0
CTOT-0002 | Elec,CT,ABS BK,Carbon,K=0.475#CTOTA-C06-47X-GX2.5NC | 0 | 0 | 22.222 | 0
1110075X15 | Raw,O-Ring,BN70 7.5x1.5 RoHS3# | 2226 | 0 | 0.01 | 0.01
PH12-1P11Q-AZZ | Elec,pH,12MM,Dome Bulb,PEEK,120MM,PT100,VP,ATEX,No Agency Ce | 0 | 755.49 | 703.244 | 578.846 | Lab-Ovh
CU43-SEMI | Elec,ISE,Epoxy BK Solid,_,DJ#CU43L-X00-Z0X-X000XX | 1 | 59.3 | 43.771 | 43.771 | PROX Lab
CUB9-0001 | Elec,ISE,ABS BK,Solid State,SJ#CUB9A-S00-S0X-X000FB | 0 | 0 | 28.941 | 0.0097
CULZ-0001 | Elec,ISE,Epoxy Amber,_,SJ#CULZH-X00-S0X-S002BX | 0 | 0 | 3.957 | 0.0097
D012-0004 | Elec,DO,ABS BK,Ag Rod,Silver#D012A-K17-X0X-C005H6 * | 7 | 61.31 | 36.75 | 45.94
D012-TDS1 | Elec,DO,ABS BK,PT,Silver#DO12A-B06-S0X-FM01TX | 0 | 87.98 | 34.1571 | 32.9939
D0R2-0002 | Elec,DO,ABS BK,PT,Lead#D0R2A-B00-L0X-X000FB | 0 | 134.55 | 19.979 | 0
D0R2-00P2 | Elec,DO,ABS BK,PT,Lead#D0R2A-B00-L0X-X000FB | 1 | 91.61 | 35.566 | 34.12
DFS-BTA-CH | Acce,Dual force sensor subassembly. ROHS2 Vernier#XDFS-BTA2X | 0 | 32.15 | 10.0183 | 21.003
DFS-BTA-VAL | Acce,Dual force sensor subassembly. ROHS2 Vernier#XDFS-BTA2X | 0 | 32.15 | 10.0183 | 21.003
DH12-0015 | Elec,DO,ABS BK,PT,Silver#DH12A-B06-S0X-M050P5 | 7 | 107.48 | 21.619 | 16.62
DJM-146 | Elec,Ref,Epoxy Blue,No Sensing Mem,DJ#F0LZT-X00-D0X-R003DX | 0 | 57.07 | 11.277 | 0
DNOCL | Elec,ISE,PVC,PVC M,DJ#DNCLV-PS81-90X-X000XX | 0 | 245.7 | 39.534 | 37.69 | PROX Lab
DO0001 | Solu,Polarographic Dissolved Oxygen Internal Fill, IFS | 0 | 0 | 0 | 0
DO0001-01 | Solu,Polarographic Dissolved Oxygen Internal Fill, 30mL | 0 | 0 | 0.288 | 0
DO0001-04 | Solu,Polarographic Dissolved Oxygen Internal Fill, 125 m | 0 | 10.71 | 0.308 | 0.308
DO0001-16 | Solu,Polarographic Dissolved Oxygen Internal Fill, 500mL | 0 | 67.28 | 0.684 | 0.684
MK7Z-183V | Holder,MK7-Z 316SS,18",6"insert w/flush port&3pc BV,VT | 0 | 2600.42 | 771.483 | 771.483 | Lab-Ovh
SI1G4S1-127 | Sub,Stem,ISE,127mm Length,for ISEF01 | 0 | 0 | 0.026 | 0
MK7Z-183E | Holder,MK7-Z 316SS,18",6"insert w/flush port&3pc BV,EPDM | 0 | 2475.17 | 772.859 | 0 | Lab-Ovh
DO0002-01 | Solu,Dissolved Oxygen Filling 1 ounce | 0 | 0 | 0.0097 | 0
BS809UL | FLANGE,FLOTHRU,CB20 1439 | 4 | 626.82 | 356 | 356
MK7Z-223V | Holder,MK7-Z 316SS,22",10"insert w/flush port&3pc BV,VT | 0 | 2694.99 | 756.363 | 756.363 | Lab-Ovh
DO12-0003-GB | Elec,DO,ABS BK,PT,Silver#DO12A-B06-S0X-C010WBG | 5 | 99.17 | 40.3 | 70.834
MK7Z-223E | Holder,MK7-Z 316SS,22",10"insert w/flush port&3pc BV,EPDM | 0 | 2495.36 | 757.757 | 0 | Lab-Ovh
MK7Z-283V | Holder,MK7-Z 316SS,28",16"insert w/flush port&3pc BV,VT | 0 | 2525.05 | 785.486 | 1034.847 | Lab-Ovh
MK7Z-283E | Holder,MK7-Z 316SS,28",16"insert w/flush port&3pc BV,EPDM | 0 | 2525.05 | 786.862 | 0 | Lab-Ovh
MK7Z-363V | Holder,MK7-Z 316SS,36",24"insert w/flush port&3pc BV,VT | 0 | 2565.43 | 840.705 | 0 | Lab-Ovh
MK7Z-363E | Holder,MK7-Z 316SS,36",24"insert w/flush port&3pc BV,EPDM | 0 | 2565.43 | 842.081 | 0 | Lab-Ovh
MK7Z-463V | Holder,MK7-Z 316SS,46",34"insert w/flush port&3pc BV,VT | 0 | 2615.32 | 840.401 | 0 | Lab-Ovh
871CR-A3T4J1C1 | CT R-SENSOR,0.1,PEEK,TI,4"INSERT,UN BORE,PT1K,30FT CABLE,#6 | 0 | 637.96 | 513.428 | 0 | Lab-Ovh
PH10-2N1A-2 | Elec,Dolphin,PH,DOME BULB,NO GUARD,PT100,20FTCABLE,PIN LUGS | 0 | 270.1 | 145.334 | 153.896 | Lab-Ovh
875PH-D3F-C | PH/ORP/ISE ANALYZER,24VDC,SURFACE,FM,HART | 0 | 450.54 | 145.872 | 0 | Lab-Ovh
871PH-1F1A-3-3M | Elec,871PH-1F1A-3,3M Cable LABLE | 0 | 467.47 | 238.713 | 0 | Lab-Ovh
871EC-TF7-3-10M | Elec,871EC-TF7-3,10M Cable Length | 0 | 831.26 | 596.536 | 0 | Lab-Ovh
DOCH-00GS | Acce,DO Sensing head,(DOCHN-11-01)# | 38 | 0 | 57.8661 | 48.616
MK7Z-463E | Holder,MK7-Z 316SS,46",34"insert w/flush port&3pc BV,EPDM | 0 | 2615.32 | 841.777 | 0 | Lab-Ovh
DOCHRW01NG30NS | Elec,DO,PVC,PTDISC,LEAD#DOCH-RW01NG-30/NS | 1 | 403.51 | 188.239 | 154.514 | Lab-Ovh
DOG1-0006 | Elec,DO,ABS BK,PT Disc,Lead#DOG1A-F00-L0X-S006BX | 0 | 0 | 11.844 | 0.0097
DOG3-GR30 | Elec,DO,ABS BK,PT Disc,Lead#DOG3A-F02-L0X-CM30TX | 0 | 160.59 | 94.54 | 94.535
DOGB-0001 | Elec,ODO,Ryton,Replaceable module,30K,WP,6M,Digital RS485 | 0 | 753.01 | 136.389 | 136.389 | Lab-Ovh
DOGB-0003 | Elec,ODO,Ryton,4-20mA output,Firmware V9.09.15 | 0 | 752.85 | 135.555 | 171.076 | Lab-Ovh
DOGB-0004 | Elec,ODO,Ryton#Gen2,NTC-30K,6M,0-5V Output | 0 | 0 | 135.555 | 0 | Lab-Ovh
DOGB-0504-M02 | Elec,ODO,Ryton# | 0 | 0 | 126.177 | 0 | Lab-Ovh
DOGB-MS01 | Acce,Optical DO membrane cap# | 0 | 99.28 | 11.83 | 11.83 | Lab-Ovh
DOGB-ZJ01-10M | Elec,ODO,Ryton#Gen2#DOGB-ZJ01-10M | 0 | 736.32 | 109.06 | 144.584
DOL1-BT01 | Acce,Optical DO bottle Vernier#DOL1-BT01 | 0 | 15.57 | 3.291 | 2.889 | Lab-Ovh
MK7Z-18RV | Holder,MK7-Z 316SS,18",15"insert,NO flush port&ball valve,VT | 0 | 1777.64 | 647.861 | 611.578 | Lab-Ovh
DOL1-MS01 | Acce,Optical DO membrane cap# | 0 | 90.82 | 12.572 | 11.055
DOL1-MS05 | Acce,Optical DO membrane cap# | 0 | 53.35 | 5.591 | 0.0097 | Lab-Ovh
MK7Z-18RE | Holder,MK7-Z 316SS,18",15"insert,NO flush port&ball valve,EP | 0 | 1970.39 | 649.237 | 314.081 | Lab-Ovh
DOL1-PR01 | Elec,ODO,ABS# | 0 | 401.16 | 107.565 | 103.895
DOL1-PR01-M03 | Elec,ODO,ABS# | 0 | 420.92 | 136.221 | 136.007 | PROX Lab
DOL1-PR01-M05 | Elec,ODO,ABS# | 0 | 420.01 | 139.095 | 93.293 | PROX Lab
DOL1-PR01-M10 | Elec,ODO,ABS# | 0 | 0 | 119.065 | 0.0097
MK7Z-22RV | Holder,MK7-Z 316SS,22",19"insert,NO flush port&ball valve,VT | 0 | 2070.81 | 632.741 | 554.982 | Lab-Ovh
MK7Z-22RE | Holder,MK7-Z 316SS,22",19"insert,NO flush port&ball valve,EP | 0 | 1990.59 | 634.118 | 0 | Lab-Ovh
MK7Z-28RV | Holder,MK7-Z 316SS,28",25"insert,NO flush port&ball valve,VT | 0 | 2040.48 | 661.865 | 657.516 | Lab-Ovh
MK7Z-28RE | Holder,MK7-Z 316SS,28",25"insert,NO flush port&ball valve,EP | 0 | 2101.7 | 663.242 | 658.892 | Lab-Ovh
MK7Z-36RV | Holder,MK7-Z 316SS,36",33"insert,NO flush port&ball valve,VT | 0 | 1856.45 | 710.291 | 320.96 | Lab-Ovh
DOL2-0002 | Elec,ODO,ABS,GEN2,#DOL2A-07-01 | 0 | 587.42 | 103.877 | 103.877 | Lab-Ovh
DOL2-MULT | Elec,ODO,Gen2,ABS,no pressure sensor#SL0055 | 6 | 510.83 | 116.777 | 145.864 | Lab-Ovh
DOLK-0001 | Elec,DO,PVC,PT,Lead#DOLKV-F21-L0X-F003TX | 0 | 0 | 124.897 | 0.0097
DOP1-0001 | Elec,ODO,SS316# | 0 | 0 | 290.35 | 0.0097
DOP1-2001 | Process ODO Probe, Gen2,PVC/316SS,30K,WP,6M,RS485 | 0 | 774.79 | 173.398 | 151.956 | Lab-Ovh
DOP1-MS01 | Acce,Process ODO membrane cap,w/2MG SD card# | 0 | 142.22 | 15.6 | 12.725 | Lab-Ovh
DOP1-MS05 | Acce,Process ODO membrane cap,no testing/lettering/SDcard | 0 | 79.46 | 11.699 | 11.699 | Lab-Ovh
DOP1-U001 | Elec,ODO,SS316,#FROM APAC | 1 | 881.85 | 304.3312 | 207.028
DOP1-U001-M05 | Elec,ODO,SS316# | 0 | 1202.44 | 295.502 | 262.454 | PROX Lab
DOP1-U001-M10 | Elec,ODO,SS316# | 0 | 981.14 | 327.026 | 215.538 | PROX Lab
DOP1-U001-M15 | Elec,ODO,SS316# | 0 | 0 | 333.918 | 0.0097
DOP1-U001-XT | Elec,ODO,SS316# | 0 | 0 | 337.807 | 0
DOP1-U010-GYXT | Elec,ODO,SS316# | 0 | 0 | 231.947 | 0
DOP1-U010-XT | Elec,ODO,SS316# | 0 | 0 | 300.424 | 0
DOP1-U0HC | Elec,ODO,SS316# | 0 | 0 | 290.013 | 0
DOP1-U0XT | Elec,ODO,SS316# | 0 | 0 | 300.424 | 0
DOP1-U501 | Elec,ODO,SS316# | 0 | 0 | 274.811 | 0
DOP1-U501-003 | Elec,ODO,SS316# | 0 | 0 | 241.317 | 0
DOP1-UA10-XT | Elec,ODO,SS316# | 0 | 943.4 | 362.767 | 240.88 | Lab-Ovh
DOP2-PR01 | Elec,ODO | 0 | 0 | 177.425 | 0
DOP2-PR01-M10 | Elec,ODO | 0 | 0 | 203.038 | 0
DOP2-PR05 | Elec,ODO | 0 | 0 | 170.529 | 0
DOP2-PR10 | Elec,ODO | 0 | 0 | 203.038 | 0
DOP2-U001 | Elec,ODO,PVC# | 0 | 934.77 | 299.889 | 254.388 | Lab-Ovh
DOP2-U001-M05 | Elec,ODO,PVC# | 0 | 1171.58 | 295.713 | 224.901 | PROX Lab
DOP2-U001-XT | Elec,ODO | 0 | 0 | 275.022 | 0
DOP2-U015-XT | Elec,ODO,PVC#DOP2-U015-XT | 0 | 0 | 265.171 | 0
DOV2-0001 | Elec,ODO,ABS# | 0 | 0 | 141.418 | 0
DOV5-XXXX | Elec,DO,ABS,PT#DOV5-XXXX, Vernier#ZSEN094X | 5 | 78.54 | 41.9134 | 28.5125
DT018 | Elec,pH,Plastics BK Smoke,ASGVIII,SJ#H0V5B-L00-S0X-SM01BX | 0 | 9.54 | 8.1714 | 8.17
025IP-.015 | Internal Glass Stem,015Pt.wire,0165"ODx127mm | 0 | 0 | 22.455 | 10.958 | Lab-Ovh
DT118-1 | Elec,DO,ABS BK,PT Disc,Lead#DTF2A-F00-L0X-SM01BX | 0 | 57.12 | 17.3857 | 17.3857
SI1R11M-057 | Sub,stem,ORP,0.25"Gold Disc,0.325"x2.23"L#R0G1G-01-11 | 5 | 0 | 92.013 | 34.237
SI1R11D-058 | Sub,stem,ORP,Pt Band,0.325"x2.23"L#R0G1G-01-01 | 9 | 0 | 13.379 | 16.592
875CR-B3C | CT/RESISTIVITY ANALYZER,220VAC,SURFACE FM,CSA | 0 | 364.67 | 132.151 | 0 | Lab-Ovh
876EC-TXAA-M | ELECTRODELESS CT INTELLIGENT TRANSMITTER | 0 | 235.55 | 86.062 | 427.292 | Lab-Ovh
E16M300 | Elec,pH,Glass,SPECIAL,SJ#HR04G-Y00-R0X-WX51BX | 0 | 0 | 11.04 | 4.992
E16M301 | Elec,pH,Glass,SPECIAL,SJ#HRC4G-Y00-R0X-X000NL* | 5 | 47.33 | 31.433 | 30.311 | PROX Lab
E16M302 | Elec,pH,Plastics BK Smoke,ASGVIII,SJ#HR34B-L00-R0X-YX51BX | 0 | 0 | 12.56 | 5.78
E16M303 | Elec,pH,Plastics BK Smoke,ASGVIII,SJ#HR34B-L00-R0X-X000NL* | 1 | 43.1 | 28.198 | 28.198 | PROX Lab
875PH-B2C | PH/ORP/ISE ANALYZER,220VAC,PIPE,CSA | 0 | 452.75 | 148.931 | 0 | Lab-Ovh
046CE100H | Cert, Certificate H Document | 0 | 75 | 0 | 0
046CE100I | Cert, Certificate I Document | 0 | 75 | 0 | 0
871FT-4E3B3C-CV | ELEC,FT CT,IND-LOW,1",316SS,PVDF,ANSI150,VITON,CAL CABL | 0 | 2334.92 | 2118.038 | 1703.8 | Lab-Ovh
E16M342 | Elec,pH,Plastics BK Smoke,SPECIAL,SJ#HR34B-Y28-R0X-CX51BG | 5 | 27.09 | 35.496 | 42.964 | PROX Lab
E16M4002 | Acce,Glass stem# | 0 | 3.77 | 2.437 | 2.437
871PH-1D1A-3 | Elec,ORP,RYTON,PT,PT100,TI,CERAMIC JCT,RYTON,CABLE PER SO,LU | 0 | 481.51 | 284.594 | 279.894 | Lab-Ovh
871EC-HP0-3-25 | Elec,871EC-HP0-3,25FT Cable Length | 0 | 464.97 | 347.616 | 0 | Lab-Ovh
E21M002 | Elec,Ref,Glass,No Sensing Mem,SJ#F0R7G-X00-S0X-X000SS* | 10 | 19.07 | 15.336 | 15.336
E21M004 | Elec,Ref,Glass,No Sensing Mem,SJ#F0R7G-X00-C0X-X000SS* | 400 | 272.1 | 24.4387 | 16.625
E21M006 | Elec,Ref,Glass,No Sensing Mem,SJ#F0R7G-X00-G0X-X000SS | 142 | 0 | 24.1999 | 16.4625
E21M011 | Elec,Ref,Glass,No Sensing Mem,SJ#F0RMG-X00-C0X-YX51ER | 68 | 0 | 15.7658 | 10.725
E21M012 | Elec,Ref,Glass,No Sensing Mem,SJ#FR02G-X00-G0X-YX51ER | 97 | 0 | 15.5269 | 10.5625
E31M001 | Elec,ORP,Glass,PT Band,_#R0RMG-P00-X0X-YX51EE | 14 | 25.29 | 23.226 | 11.74
E31M002 | Elec,ORP,Glass,PT Rod,_#R0R8G-D00-X0X-X000SS | 0 | 41.58 | 36.603 | 20.665
E32M002 | Elec,ORP,Glass,PT Pin,_#RRM4G-W00-X0X-SX22BX | 2 | 32.49 | 0.01911 | 0.0125
E34M001 | Elec,Ref,Glass,AGWire#ARSWX-R00-X0X-X000SS* | 8 | 22.84 | 6.156 | 7.342
E34M002 | Elec,ORP,Glass,Ag Rod,_#R0R8G-R00-X0X-X000SS | 10 | 34.41 | 22.12 | 22.12 | Lab-Ovh
E34M003 | Elec,ORP,Teflon,Ag Rod,_#R0RTM-R00-X0X-YX51ER | 0 | 43.56 | 34.1905 | 23.2588
871A-1F-3-9M | ELEC,871A-1F-3,9M CABLE LENGTH | 0 | 321.54 | 155.811 | 0 | Lab-Ovh
871EC-BW0-3-50 | Elec,871EC-BW0-3,50FT Cable Length | 0 | 754.06 | 769.902 | 755.37 | Lab-Ovh
871EC-EV3-3-20M | Elec,871EC-EV3-3,20M Cable Length | 0 | 535.92 | 516.658 | 344.773 | Lab-Ovh
871A-4F-13-15 | Elec,871A-4F-13,15FT Cable Length | 0 | 295.54 | 118.377 | 0 | Lab-Ovh
871PH-1D1A-320M | Elec,871PH-1D1A-3,20M Cable Length | 0 | 542.56 | 358.488 | 0 | Lab-Ovh
E51M001 | Temp,TC,316SS,10K 3AI,#T0HRG-X28-X0X-YX51GX* | 0 | 19.07 | 21.281 | 21.281
E61M013 | Elec,CT,Blk Polymer,Dual Pt Plate,K=1.0#CTRML-P00-10X-X000SS | 0 | 32.69 | 38.519 | 28.963
FIT12-1RB275C | SENSOR HOLDER PROTECTION,GUA,1"NPT INSERT,275ML,CHEMRAZ | 0 | 705.64 | 339.641 | 111.243 | Lab-Ovh
875PH-C1C-A | PH/ORP/ISE ANALYZER,240VAC,PANEL,CSA,STORM DOOR | 0 | 450.45 | 138.909 | 546.068 | Lab-Ovh
EP485QBW0025MXX | Acce,Calibration Plug for 871EC | 0 | 220.66 | 104.48 | 109.747 | Lab-Ovh
871FT-3F4D3R3FN | ELEC,FT CT,IND-HI,1-1/2"CARP,PEEK,ANSI150,PT1K,CABLE SO | 0 | 3902.56 | 3464.327 | 0 | Lab-Ovh
SD-AND-CU1 | Solu,ANDalyze Copper Standard, 0.765ppm | 0 | 0 | 0 | 0
SD-AND-CUB | Solu,ANDalyze Copper Buffer, 1x | 0 | 0 | 0 | 0
SD-AND-CUA | Solu,ANDalyze Copper Liquid DNA Sensor | 0 | 0 | 0 | 0
CT01-ED03A | Elec,CT,Glass,PT,K=10#CT01G-P00-11X-SM01BX | 0 | 87.26 | 20.9 | 20.9
ELA0000101 | Elec,ISE,Epoxy BK Solid,PVC M,DJ#NH43L-P00-D0Z-U003BX | 0 | 0 | 30.0714 | 84.85
ELB0000101 | Elec,ISE,Epoxy BK Solid,PVC M,DJ#BR43L-P00-D0Z-U003BX | 0 | 0 | 111 | 84.85
ELC0000301 | Elec,ISE,Epoxy BK Solid,PVC M,DJ#CA43L-P00-D0Z-U003BX | 0 | 0 | 45.4571 | 82.3812
ELC0000401 | Elec,ISE,Epoxy BK Solid,PVC M,DJ#CL43L-P00-DOZ-U003BX | 0 | 127 | 39.4857 | 102.98
ELEC-MCAP | Acce,Gal-DO Membrane Cap DWG# DOCHV-C4-03 | 0 | 291.54 | 3.457 | 0.0097
ELF0000101 | Elec,ISE,Epoxy BK Solid,PVC M,DJ#FL43L-P00-D0Z-U003BX | 0 | 0 | 42.26 | 67.882
ELL0000101 | Elec,ISE,Epoxy BK Solid,PVC M,DJ#PB43L-P00-D0Z-U003BX | 0 | 0 | 110.1571 | 84.85
ELN0000101 | Elec,ISE,Epoxy BK Solid,PVC M,DJ#NO43L-P00-D0Z-U003BX | 0 | 107.91 | 26.5571 | 84.8525
ELO0000201 | Elec,DO,ABS,PT# | 0 | 66.3 | 38.1857 | 43.485
ELP0000301 | Elec,ISE,Epoxy BK Solid,PVC M,DJ#KT43L-P00-D0Z-U003BX | 0 | 127 | 37.0571 | 84.85
ELS0000101 | Elec,ISE,PC,NA Bulb,DJ#NA35N-R00-D0X-S003BX | 0 | 0 | 110.7857 | 84.8525
ENCND050 | Elec,CT,ABS BK,Carbon,K=1.0#CT25A-C02-10X-FM01FS | 0 | 29.05 | 12.13 | 10.3556
EP485A3F0250MRX | Acce,Calibration Plug for 871FT | 0 | 161.32 | 73.077 | 0 | Lab-Ovh
EP460-AP-3 | Elec,pH,Kynar BK,ASGVII,DJ#H068K-D91-BPX-Z030TX | 0 | 0 | 84.544 | 0.0097
EP460-BN | Elec,pH,Kynar BK,ASGV,DJ#H0F3K-F91-B0X-C020TX | 1 | 0 | 40.094 | 41.895
EP462A | Elec,pH,Kynar BK,GX-5,DJ,Tinned Leads,#H0PTK-S91-B0X-C020TX | 0 | 176.63 | 65.453 | 60.487 | Lab-Ovh
EP462B | Elec,pH,Kynar BK,ASGVII,DJ#H0PTK-D91-B0X-C020TX | 0 | 0 | 42.055 | 0.0097
EP463A | Acce,Adapter,Twistlock,#MD0030K | 0 | 395.9 | 0.01 | 0
EP463C | Acce,Adapter,Twistlock,#MD0030S | 0 | 70.29 | 29.126 | 20.284 | Lab-Ovh
EP464A | Acce,Adapter,Twistlock Safety Collar,#MDATACS | 0 | 54.09 | 18.078 | 13.973 | Lab-Ovh
EP466A-20 | Elec,pH,Kynar,Natural,ASGVII,DJ#H052K-D91-B0X-C020TX | 1 | 412.58 | 112.161 | 104.189 | Lab-Ovh
EP466B-20 | Elec,pH,Kynar Natural,ASGV,DJ#H052K-F91-B0X-C020TX | 0 | 412.58 | 112.15 | 0.0097 | Lab-Ovh
EXT2001933GE114 | Elec,pH,PC,ASGVIII,SJ#H035N-L00-S0X-S03HZZ | 0 | 9.85 | 6.6571 | 6.309
F011-NA02 | Elec,Ref,GL,No Sensing Mem,DJ#F011G-X00-Z0X-RX06DX HTS 9027. | 8 | 64.22 | 19.352 | 20.251 | PROX Lab
F012-0002 | Elec,Ref,Glass,No Sensing Mem,SJ#F012G-X00-C0X-R003DX | 0 | 66.06 | 5.015 | 11.585
F012-0003 | Elec,Ref,Glass,No Sensing Mem,DJ#F012G-X00-L0X-R003DX | 2 | 0 | 6.271 | 5.628
F012-0005 | Elec,Ref,Glass,No Sensing Mem,SJ#F012G-X00-J0X-R003EE | 0 | 0 | 2.809 | 0
F012-0006 | Elec,Ref,Glass,No Sensing Mem,DJ#F012G-X00-J0X-R003DX | 0 | 0 | 2.687 | 0
F012-1005 | Elec,Ref,Glass,No Sensing Mem,DJ#F012G-X00-L0X-R005DX | 0 | 79.39 | 5.192 | 0
F012-GFS1 | Elec,Ref,Glass,No Sensing Mem,SJ#F012G-X00-R0X-X003CP | 2 | 81.39 | 19.123 | 17.847 | PROX Lab
F012-GFS2 | Elec,Ref,Glass,No Sensing Mem,SJ#F012G-X00-R0X-X003CP | 0 | 473.9 | 7.205 | 12.532
F0DR-0021 | Elec,Ref,Glass,No Sensing Mem,SJ#F0DRG-X00-R0X-X000XX | 2 | 62.02 | 23.626 | 23.626 | PROX Lab
F0DR-0022 | Elec,Ref,Glass,No Sensing Mem,SJ#F0DRG-X00-C0X-X000XX | 0 | 140.42 | 22.903 | 22.903 | PROX Lab
F0DR-0024 | Elec,Ref,Glass,No Sensing Mem,DJ#F0DRG-X00-30X-X000XX | 1 | 154.48 | 25.656 | 25.656 | Lab-Ovh
F0DR-0025 | Elec,Ref,Glass,No Sensing Mem,SJ#F0DRG-X00-G0X-X000XX | 1 | 163.51 | 23.535 | 28.142 | PROX Lab
F0DR-0026 | Elec,Ref,Glass,No Sensing Mem,DJ#F0DRG-X00-G0X-X000XX | 1 | 175.13 | 22.916 | 27.032 | PROX Lab
F0DR-PI02 | Elec,Ref,Glass,No Sensing Mem,SJ#F0DRG-X00-S0X-X000XX | 6 | 89.78 | 22.519 | 25.512 | PROX Lab
F0DR-PI04 | Elec,Ref,Glass,No Sensing Mem,SJ#RREF0067 | 0 | 0 | 35.663 | 0
F0PI-0001 | Elec,Ref,Glass,No Sensing Mem,SJ#F0PIG-X00-S0X-X000XX | 5 | 20.32 | 5.176 | 5.176 | Lab-Ovh
F0PI-0002 | Elec,Ref,Glass,No Sensing Mem,SJ#F0PIG-X00-S0X-X000XX | 3 | 27.42 | 12.867 | 12.914 | Lab-Ovh
FB/B-S003 | Acce,Cable,Coax,#FB/B-S003, with Black BNC Boot | 32 | 0 | 2.403 | 2.438 | Lab-Ovh
MK7Z-36RE | Holder,MK7-Z 316SS,36",33"insert,NO flush port&ball valve,EP | 0 | 2060.66 | 718.461 | 0 | Lab-Ovh
FB/B-S020 | Acce,Cable,coax,#FB/B-S020 | 0 | 29.48 | 6.345 | 0
MK7Z-46RV | Holder,MK7-Z 316SS,46",43"insert,NO flush port&ball valve,VT | 0 | 2110.54 | 716.779 | 0 | Lab-Ovh
MK7Z-46RE | Holder,MK7-Z 316SS,46",43"insert,NO flush port&ball valve,EP | 0 | 2110.54 | 718.156 | 0 | Lab-Ovh
HE54-FD02-NP-SF | Elec,pH,ABS BK,ASGV,DJ#HE54A-W00-B0X-X000FB,no print,no pkg | 341 | 0 | 11.492 | 11.492
SI1R4G1A5-048 | Sub,stem,pH,ASG V,Flat,0.325"/0.165"x1.9"L#HH15A-02-01 | 60 | 0 | 0.004 | 0
SI1R4I1A5-048 | Sub,stem,pH,ASG V,Flat,0.325"/0.195"x1.9"L#H0B1A-02-01 | 12 | 0 | 0.004 | 0.004 | Lab-Ovh
FL03-0001-5M | Elec,ISE,Epoxy Clear,Fluoride,DJ#FL03Q-F00-Z0X-SM05BX | 0 | 0 | 47.843 | 0.0097
XS005AU | CONNECTOR, MALE 290; TUBE to NPT- OD .500" ID .250" | 0 | 0 | 5.13 | 0
FL12-0001 | Elec,ISE,Epoxy Clear,Fluoride,DJ#FL12Q-F00-Z0X-S003BX | 0 | 0 | 72.708 | 0
FL-2000 | Elec,ISE,ABS BK,Fluoride,DJ#FL43A-F00-Z0X-S003BX,Padprint | 0 | 188.49 | 51.076 | 50.238 | PROX Lab
FL43-0001 | Elec,ISE,ABS BK,Fluoride,DJ#FL43A-F00-Z0X-S003BX | 9 | 328.51 | 53.332 | 50.505 | Lab-Ovh
FL44-0001 | Elec,ISE,Epoxy Grey,Fluoride,DJ#FL44J-F00-Z0X-S003BX | 0 | 319.68 | 58.926 | 41.828 | PROX Lab
FL44-0001-5M | Elec,ISE,Epoxy Grey,Fluoride,DJ#FL44J-F00-Z0X-SM05BX | 0 | 0 | 44.562 | 0
FL44-0018 | Elec,ISE,Epoxy Grey,Fluoride,DJ#FL44J-F00-Z0X-SX18PX | 3 | 290.24 | 52.937 | 52.937 | PROX Lab
FL77-14PI | Elec,ISE,PVC,Fluoride,DJ#FL77V-F00-Z0X-SM06TX | 1 | 178.17 | 67.215 | 67.215 | PROX Lab
FLB9-0001 | Elec,ISE,ABS BK,Fluoride,SJ#FLB9A-F00-S0X-X000FB | 3 | 274.99 | 45 | 52.07 | PROX Lab
BS805UM | Housing, flow chamber, CPVC, ½-14NPT | 16 | 164.5 | 47 | 47
FS | Solu,Dissolved Oxygen Internal Fill, 125 mL, Vernier | 0 | 2.88 | 0.308 | 0.308
X0180BC | PNS, CPVC SOL.CEMENT WELD-ON 714 | 0.96 | 0 | 12.86 | 12.86
BS805UH | $ INSERT,FLOW CHAM. 133 | 3 | 0 | 20 | 20
BS807FF | FLANGE, 1.5" CARP | 5 | 1104.08 | 416.88 | 330.6
BS807WG | RTD ASSY | 2 | 2579.5 | 737 | 737
368417.00000-SF | Elec,pH,Glass,ASGVII,DJ#H0P8G-D00-D0X-X000NA,no pkg | 360 | 18.71 | 15.0286 | 15.0286
FS7/T-TM01 | Cable, RG58, 1M, Female S7 (220095-Au) to Tinned leads | 0 | 87.62 | 5.25 | 5.25
FY75-0001 | Elec,Ref,PVC,No Sensing Mem,DJ#FY75V-X00-N0X-SX08Y5 | 0 | 83.56 | 8.277 | 11.503
GAC0003 | Elec,pH,PC,ASGVIII,SJ#H035N-L00-S0X-S003BX | 0 | 10.96 | 7.7857 | 7.7808
GSN0017 | Elec,CT,ABS BK,Carbon,K=1.0#CT25A-C00-10X-SM01BX | 0 | 26.32 | 10.4143 | 10.4143
GSN0018 | Elec,DO,ABS BK,PT Disc,Lead#DOG1A-F00-L0X-SM01BX | 0 | 51.13 | 35.6429 | 34.9327
H000-WS01 | Elec,pH,Glass,ASGVIII,SJ#H00G-L00-S0X-X000XX | 0 | 0 | 0.854 | 0
H000-WS02H | Elec,pH,Glass,ASGVIII,SJ#H000G-L00-S0X-X000XX | 3 | 69.23 | 19.359 | 19.359 | PROX Lab
H000-WS08 | Elec,pH,Glass,ASGVIII,SJ#H000G-L00-S0X-X000XX | 0 | 0 | 1.037 | 0
H000-WS08H | Elec,pH,Glass,ASGVIII,SJ#H000G-L00-S0X-X000XX | 1 | 72.49 | 19.261 | 18.497 | PROX Lab
H001-SW03 | Elec,pH,Epoxy BK Solid,ASGVII,_#H001L-D00-X0X-X000NA | 0 | 0 | 6.451 | 0.0097
SI1R11B2-123 | Sub,stem,pH,ASG II,Dome,0.325"x4.85"L#H0GBZ-02-01 | 6 | 0 | 0.012 | 0
446024-0013 | Sub,JB,Porous,0.505"/0.55"ODx0.325"IDx0.4"L,H068K-04-04 | 6 | 0 | 1.29 | 1.29
414013-100 | Sub, Cut, Lead Free Glass, 4.2mm (0.165") OD X 3.9"L | 0 | 0 | 0.002 | 0
H011-0001 | Elec,pH,Glass,GX-5,SJ#H011G-S00-S0X-S003BX | 5 | 79.97 | 22.615 | 21.909 | PROX Lab
SI1R5G1B7-106 | Sub,stem,pH,ASG VII,Dome,0.325"/0.165"x4.15"L#H068K-72-01 | 0 | 0 | 0.015 | 0.015
H011-0005 | Elec,pH,Glass,ASGVIII,SJ#H011G-L00-S0X-X000NA | 0 | 0 | 27.3332 | 14.875
H011-0006 | Elec,pH,Glass,GX-5,DJ#H011G-S00-D0X-S003BX | 3 | 85.66 | 22.853 | 22.853 | PROX Lab
H011-0038 | Elec,pH,Glass,_,SJ#H011G-L00-S0X-SX18PX | 4 | 67.09 | 20.738 | 21.807 | PROX Lab
HNW-004 | Elec,ORP,Ryton,PT Disc.0.195",DJ#RR61Z-F00-B0X-S020TX | 0 | 100.95 | 29.73 | 0
H011-3165A | Elec,pH,Glass,ASGIII,DJ#H011G-T00-D0X-TM05BX | 0 | 0 | 5.48 | 0.0097
HNW-005 | Elec,CT,PVC,glass,Pt plate,K=1,PT1000#CT77V-P04-10X-F020TX | 0 | 103.33 | 43.032 | 0
H011-3166 | Elec,pH,Glass,ASGIII,DJ#H011G-T00-D0X-S000NA | 0 | 0 | 5.242 | 2.653
H011-3166S | Elec,pH,Glass,ASGIII,DJ#H011G-T00-D0X-XXXXX, #SL0066 | 0 | 39.17 | 19.266 | 18.84 | PROX Lab
H011-EC20 | Elec,pH,Glass,ASGVII,DJ#H011G-D04-H0X-X000VP | 0 | 0 | 20.668 | 0.0097
HNW-006 | Elec,CT,Kynar,Carbon,K=0.1,PT1000#CT77K-C04-01X-F020TX | 0 | 184.09 | 19.902 | 0
H012-0001 | Elec,pH,Glass,ASGIII,SJ#H012G-H00-S0X-S003BX | 1 | 120.05 | 22.831 | 22.322 | PROX Lab
H012-SEMI | Elec,pH,Glass,ASGIII,SJ#H012G-H00-S0X-XXXXX | 10 | 10.55 | 19.284 | 19.284 | PROX Lab
871EC-SP0-34V6M | Elec,871EC-SP0-34V,6M Cable Length | 0 | 283.8 | 123.375 | 134.704 | Lab-Ovh
H014-0006 | Elec,pH,Glass,ASGVIII,DJ#H014G-L00-L0X-S003BX | 7 | 101.3 | 23.079 | 23.079 | PROX Lab
H014-0009 | Elec,pH,Glass,GX-5,DJ#H014G-S00-L0X-S003BX | 4 | 69.63 | 22.942 | 21.822 | PROX Lab
H014-0010 | Elec,pH,Glass,GX-5,DJ#H014G-S00-M0X-S003BX | 0 | 0 | 4.718 | 5.991
AREF55M-102 | Sub,stem,Ref,0.04"OD Ceramic Pin,0.135"x4.01"L#F0PIG-11-01 | 8 | 0 | 2.39 | 2.837 | Lab-Ovh
H014-0018 | Elec,pH,Glass,ASG VIII,SJ#H014G-L00-R0J-SX18PX | 0 | 0 | 5.739 | 0.0097
HNW-001 | Elec,pH,Ryton,ASGVII,DJ,PT1000#HR61Z-D04-B0X-C020TX | 0 | 87.89 | 32.089 | 0
HNW-002 | Elec,pH,CPVC,ASGV,DJ,PT1000#H087C-F04-B0X-C020BT | 0 | 90.27 | 37.79 | 0
HNW-003 | Elec,pH,Ryton,ASGVII,DJ,PT1000/GND#HR61Z-D94-B0X-C020TX | 0 | 100.95 | 33.859 | 0
2010831S-20 | Acce,Adapter,Wiring,2-pinF,2&3-pinM Molex toHanks,S=ZV,20F | 0 | 222.92 | 26.685 | 33.306
2010831S-30 | Acce,Adapter,Wiring,2-pinF,2&3-pinM Molex toHanks,S=ZV,30F | 0 | 244.01 | 38.895 | 20.167
H027-0001 | Elec,pH,Epoxy BK Solid,ASGV,SJ#H027L-F00-S0X-S003BX | 0 | 82.3 | 26.443 | 25.339 | PROX Lab
H027-0003 | Elec,pH,Epoxy BK Solid,ASGV,DJ#H027L-F00-D0X-S003BX | 2 | 88.63 | 28.239 | 27.993 | PROX Lab
H028-0001 | Elec,pH,Epoxy BK Solid,ASGV,SJ#H028L-F00-S0X-S003BX | 1 | 88.94 | 18.436 | 21.226 | Lab-Ovh
2010831S-40 | Acce,Adapter,Wiring,2-pinF,2&3-pinM Molex toHanks,S=ZV,40F | 0 | 267.8 | 51.105 | 15.087
H028-0003 | Elec,pH,Epoxy BK Solid,ASGV,DJ#H028L-F00-D0X-S003BX | 0 | 104.65 | 8.435 | 10.272
H028-0005 | Elec,pH,Epoxy BK Solid,ASGV,SJ#H028L-F01-S0X-C003BT | 10 | 117.33 | 20.439 | 20.439 | Lab-Ovh
H028-0016 | Elec,pH,Epoxy BK Solid,ASGV,SJ#H028L-F01-S0X-C010BT | 1 | 142.99 | 26.981 | 31.455 | Lab-Ovh
H028-0018 | Elec,pH,Epoxy BK Solid,ASGV,SJ#H028L-F00-S0X-S010BX | 1 | 74.8 | 18.17 | 21.821 | Lab-Ovh
H028-0031 | Elec,pH,Epoxy BK Solid,ASGV,SJ#H028L-F00-S0X-S020BX | 2 | 89.03 | 21.754 | 21.754 | Lab-Ovh
H028-5120 | Elec,pH,Epoxy BK Solid,ASGV,SJ#H028L-F01-S0X-C020BT | 4 | 177.69 | 34.954 | 34.954 | Lab-Ovh
H028-AL13 | Elec,pH,Epoxy BK Solid,ASGV,DJ#H028L-F02-D0X-CX50SS | 0 | 110.4 | 37.64 | 14.639 | PROX Lab
H028-AP001 | Elec,pH,Plastics BK Smoke,ASGV,SJ#H028B-F00-S0X-U003BX | 0 | 16.4 | 11.5714 | 10.4812
H028-PS01 | Elec,pH,Epoxy BK Solid,ASGV,DJ#H028L-F00-D0X-X000BX | 0 | 21.56 | 16.8857 | 16.8904
H031-0001 | Elec,pH,Plastics BK Smoke,ASGVIII,SJ#H031B-L00-S0X-S003BX | 0 | 97.87 | 9.9787 | 6.7882
H031-0001-08 | Elec,pH,Plastics BK Smoke,ASGVIII,SJ#H031B-L00-S0X-S008BX | 0 | 0 | 8.023 | 0
H031-0021 | Elec,pH,Plastics BK Smoke,ASGVIII,SJ#H031B-L00-S0X-S020BX | 12 | 185.67 | 30.319 | 30.319 | PROX Lab
H031-0025 | Elec,pH,Plastics BK Smoke,GX-5,SJ#H031B-S01-S0X-C003BT | 0 | 90.09 | 31.562 | 28.215 | PROX Lab
H031-0026 | Elec,pH,Plastics BK Smoke,GX-5,SJ#H031B-S00-S0X-S010BX | 7 | 78.92 | 23.102 | 22.611 | PROX Lab
H031-0036 | Elec,pH,Plastics BK Smoke,GX-5,SJ#H031B-S01-S0X-C010BT | 19 | 97.57 | 31.079 | 34.193 | PROX Lab
H031-0065 | Elec,pH,Plastics BK Smoke,GX-5,SJ#H031B-S01-S0X-C020BT | 3 | 128.65 | 46.08 | 26.605 | PROX Lab
H031-0075 | Elec,pH,Plastics BK Smoke,ASGVIII,SJ#H031B-L00-S0X-S005BX | 1 | 55.05 | 14.062 | 12.461 | Lab-Ovh
H031-0076 | Elec,pH,Plastics BK Smoke,ASGVIII,SJ#H031B-L00-S0X-S015BX | 3 | 0 | 9.732 | 4.229
H031-1004 | Elec,pH,Plastics BK Smoke,ASGVIII,SJ#H031B-L00-S0X-SM05BX | 4 | 60.68 | 16.955 | 27.805 | Lab-Ovh
H031-1005 | Elec,pH,Plastics BK Smoke,ASGVIII,SJ#H031B-L00-S0X-SM10BX | 2 | 70.57 | 33.808 | 33.885 | PROX Lab
H031-8143 | Elec,pH,Plastics BK Smoke,ASGVIII,DJ#H031B-L00-D0X-S003BX | 0 | 85.03 | 10.907 | 4.84
EP485A3F0075MRX | Acce,Calibration Plug for 871FT | 0 | 161.32 | 73.077 | 59.589 | Lab-Ovh
873EC-CIYFNZ-7 | ELECTRODELESS CT ANALYZER | 0 | 281.99 | 111.572 | 426.437 | Lab-Ovh
875PH-B1C | PH/ORP/ISE ANALYZER,220VAC,PANEL,CSA | 0 | 446.29 | 132.093 | 0 | Lab-Ovh
H035-0001 | Elec,pH,PC,ASGVIII,SJ#H035N-L00-S0X-S003BX | 0 | 92.58 | 10.237 | 7.06
H035-0001-10 | Elec,pH,PC,ASGVIII,SJ#H035N-L00-S0X-S010BX | 0 | 0 | 7.316 | 0.0097
H035-0001-EP | Elec,pH,Epoxy Blue,ASGVIII,SJ#H035T-L00-S0X-S003WB | 0 | 34.97 | 8.933 | 0
H035-0002 | Elec,pH,PC,ASGII,SJ#H035N-S00-S0X-S003BX | 0 | 0 | 7.699 | 3.833
871CR-C5G1H1B1 | CT R-SENSOR,10,NORYL,GP,1"SS VALVE,PT1K,20FTHT,#6 | 0 | 1542.27 | 841.925 | 1167.705 | Lab-Ovh
H035-0005X | Elec,pH,PC,ASGVIII,SJ# | 90 | 0 | 8.82 | 6
871EC-SP0-34V | Elec,CT,Small Bore PEEK,100K,CableSO,NoLUG,VT | 0 | 283.8 | 122.732 | 0 | Lab-Ovh
H035-0010 | Elec,pH,PC,ASGVIII,DJ#H035N-L00-D0X-S003BX | 0 | 78.48 | 16.576 | 3.01 | Lab-Ovh
H035-0013 | Elec,pH,PC,ASGVIII,SJ#H035N-L00-S0X-S010BX * | 0 | 10.22 | 8.7714 | 8.7739
M01-060-016 | Sub,Epoxy,Red,12mmODx.400"IDx115mm Length, No guard | 0 | 0 | 2.549 | 0
6793A1KK8-135 | Sub,stem,ORP,2.5mmPt Disc,DJ,Annular,.31"x5.32"L#R035Q-D1-01 | 8 | 0 | 2.34 | 2.34
H035-0024 | Elec,pH,PC,ASGVIII,DJ#H035N-L00-D0X-SM10BX | 0 | 0 | 16.299 | 0
H035-0025 | Elec,pH,PC,ASGVIII,DJ#H035N-L00-D0X-SM10BX | 2 | 75.07 | 27.083 | 26.223 | Lab-Ovh
7793A5TK-211-7 | Sub,stem,pH,ASGVII,DJ,1wick,.472"x8.34"L,Refill#H04KG-02-01 | 2 | 0 | 0.055 | 0.055 | Lab-Ovh
H035-0039 | Elec,pH,PC,ASGVIII,SJ#H035N-L00-S0X-S006BX | 0 | 0 | 13.957 | 0.0097 | Lab-Ovh
H035-9000 | Elec,pH,PC,ASGVIII,SJ#H035N-L00-S0X-S010WB | 0 | 12.5 | 9.32 | 10.65
H035-AQ01 | Elec,pH,PC,ASGVIII,SJ#H035N-L00-S0X-S003WB | 0 | 0 | 12.8625 | 7
H035-AW01 | Elec,pH,PC,ASGVIII,SJ#H035N-L00-S0X-S007SS(A38-91-T1-015) | 0 | 0 | 23.226 | 12.64
H035-BSV01 | Elec,pH,PC,ASGVIII,DJ#H035N-L00-D0X-SM06WB | 0 | 20.23 | 10.6429 | 15.546
H035-GA01 | Elec,pH,PC,ASGVIII,SJ#H035N-L00-S0X-S003BX | 0 | 0 | 8.3614 | 4.55
H035-GHM1 | Elec,pH,PC,ASGVIII,SJ#H035N-L04-S0X-C03.5ET | 0 | 0 | 21.6825 | 11.8
H035-P002 | Elec,pH,PC,ASGVIII,SJ#H035N-L35-SPX-C010BT | 0 | 0 | 73.1 | 0
H035-PEN1 | Elec,pH,PC,ASGVIII,SJ#H035N-L02-S0X-X000PM | 0 | 0 | 10.952 | 0
H035-PEN3 | Elec,pH,PC,ASGV,SJ#H035N-F02-S0X-X000PM | 2 | 80.14 | 24.695 | 6.052 | PROX Lab
H035-PEN4 | Elec,pH,PC,ASGIII,SJ#H035N-H02-S0X-X000PM | 0 | 0 | 8.21 | 0
H035-PEN5 | Elec,pH,PC,ASGVIII,SJ#H035N-L35-S0X-X000PF | 0 | 0 | 30.673 | 0
H035-SES1 | Elec,pH,PC,ASGVIII,SJ#H035N-L00-S0X-S003TX* | 0 | 10.91 | 7.5571 | 6.129
H035-SP001 | Elec,pH,PC,ASGVIII,SJ#H035N-L00-S0X-S003WB | 1 | 11.98 | 7.9571 | 7.9597
H035-SP001-2M | Elec,pH,PC,ASGVIII,SJ#H035N-L00-S0X-SM02WB | 0 | 13.62 | 8.5429 | 8.5373
H035-SP001-3M | Elec,pH,PC,ASGVIII,SJ#H035N-L00-S0X-SM03WB | 0 | 10.41 | 8.6 | 8.5989
H035-SP001-5M | Elec,pH,PC,ASGVIII,SJ#H035N-L00-S0X-XM05BX | 0 | 92.87 | 10.5571 | 6.604
H035-SP001-6M | Elec,pH,PC,ASGVIII,SJ#H035N-L00-S0X-SM06WB | 0 | 13.29 | 10.0143 | 8.4262
H035-SP001-S8 | Elec,pH,PC,ASGVIII,SJ#H035N-L00-S0X-X000NA | 0 | 0 | 9.099 | 0.0097
H035-WA01 | Elec,pH,PC,ASGVII,DJ#H035N-D04-D0X-C015TX(A38-91-T1-015) | 0 | 65.98 | 35.206 | 35.206 | PROX Lab
500236-0004 | Sub,B3 Body,0.5"O-ring groove.4 holes,Blk ABS#H0B3A-74-01-R | 0 | 0 | 0.28 | 0
H038-HDN1 | Elec,pH,ABS BK,ASGVIII,SJ#H038A-L00-E0X-SX04MX | 0 | 451.59 | 13.9571 | 27.66
H048-0001 | Elec,pH,PC,Blue,GX-5,SJ#H048N-S00-S0X-S010WB | 2 | 81.11 | 25.467 | 23.12 | PROX Lab
H048-0015 | Elec,pH,Blue PC,GX-5,SJ#H048N-S00-S0X-S010WB* | 0 | 82.7 | 24.452 | 25.264 | PROX Lab
H04C-0001 | Elec,pH,Glass,ASGII,SJ#H04CG-S00-R0X-S003BX | 0 | 0 | 4.523 | 2.698
500237-0001 | Sub,B3 Cap,0.5"Groove,ID0.359"forFBNC,Blk ABS#H0B3A-74-02-R | 11 | 0 | 0.115 | 0.115
H04N-0001 | Elec,pH,Glass,ASGII,SJ#H04NG-S00-C0X-S004BX | 0 | 0 | 3.307 | 0
M03-025-011 | Sub,Connector4PinMil,NoFlange,Slot,Turned77280008,SX655-09-1 | 110 | 0 | 4.995 | 4.995
M01-001-184 | Sub,Housing,Kynar,W/TFE Jct .325,TuffTip,3" long,SX655-04-02 | 0 | 0 | 11.947 | 0
871PH-1B1A-5 | Elec,PH,ON,Antimony,w/PCB,PT100,TI,Ceramic JCT,Cable per SO | 0 | 388.25 | 217.087 | 0 | Lab-Ovh
H054-0001 | Elec,pH,ABS BK,ASGVIII,DJ#H054A-L00-B0X-X000FB | 91 | 43.82 | 14.5444 | 9.8941
H054-0018 | Elec,pH,ABS BK,ASGVIII,DJ#H054A-L00-B0X-SX18BX | 0 | 0 | 7.552 | 0
H054-CH01 | Elec,pH,ABS BK,ASGVIII,DJ#H054A-L00-B0X-S006TX | 5 | 49.94 | 19.373 | 19.373 | Lab-Ovh
H058-0001 | Elec,pH,Epoxy Clear,GX-5,DJ#H058Q-S00-L0X-S003BX | 2 | 130.41 | 53.304 | 53.329 | PROX Lab
M01-020-030 | Sub,Housing,Ultem,Blk,0.75"ODx4.5"L,1/2-20UNF,#H0AKU-04-01 | 0 | 0 | 9.459 | 0 | Lab-Ovh
H058-0003 | Elec,pH,Epoxy Clear,ASGIII,DJ#H058Q-T00-L0X-S003BX | 0 | 0 | 38.86 | 0.0097
M02-020-043 | Sub,Probe Cap,Black Ultem,0.75"ODx1.3"L,#H0AKU-04-02 | 0 | 0 | 4.034 | 0 | Lab-Ovh
H058-L001 | Elec,pH,Epoxy Clear,GX-5,DJ#H058Q-S00-L0X-S003BX | 5 | 114.27 | 53.304 | 52.743 | PROX Lab
H058-L003 | Elec,pH,Epoxy Clear,GX-5,DJ#H058Q-S00-L0X-SX16BX | 1 | 110.66 | 51.357 | 51.541 | PROX Lab
M02-003-015 | Sub,Blade Cap,SS316,0.625"ODx1.89"L,Spear Tip,#H0AKU-04-03 | 0 | 0 | 14.552 | 0 | Lab-Ovh
SI1L4I1B7-049 | Sub,stem,pH,ASG VII,Flat,0.235"/0.195"x1.9"L#H0B3A-02-01 | 18 | 0 | 0.013 | 0
SI1L4I1D-049 | Sub,stem,ORP,Pt Band,0.235"/0.195"x1.9"L#RTB3A-01-01 | 3 | 0 | 13.361 | 0
SI1FF11L-119 | Sub,stem,TC,0.156"x4.66"L#H0GBZ-A0-02 | 0 | 0 | 0.033 | 0
414009-119 | Sub,Cut,Lead Free Glass,4mm(0.157")x0.635mm(0.025")Wx4.6"L | 0 | 0 | 0.03 | 0
SI1I11C2-105 | Sub,stem,pH,ASG II,0.195"x4.125"L#H0PCV-02-01 | 16 | 0 | 0.013 | 0
DOGB-0003XT-M10 | Elec,ODO,GEN2,10M Cable,Firmwire V9.09.22,DOGB-0003-XT | 0 | 649.67 | 108.227 | 0
00416001 | Raw,Light pipe, clear PC, for 22mmOD TU91 | 0 | 0 | 1.8 | 0
H068-0334 | Elec,pH,Kynar BK,ASGIII,DJ#H068K-T04-B0X-C034BT | 0 | 329.07 | 66.924 | 51.279 | PROX Lab
H068-7220 | Elec,pH,Kynar BK,ASGVII,DJ#H068K-D84-B0X-C020CP | 0 | 349.39 | 78.241 | 78.241 | PROX Lab
H069-0001 | Elec,pH,Delrin,GX-5D,DJ#H069O-D00-D0X-X000FB | 0 | 858.78 | 28.669 | 10.455 | PROX Lab
H076-14PI | Elec,pH,PVC,GX-5D,SJ#H076V-E00-S0X-X000FB | 3 | 66.96 | 32.411 | 30.855 | Lab-Ovh
876PH-TWAN-7 | PH/ORP/ISE INTELLIGENT TRANSMITTER | 0 | 242.8 | 92.732 | 0 | Lab-Ovh
SI1L5G1A5-112 | Sub,stem,pH,ASG V(convex),0.235"/0.165"x4.37"L#H0MGC-02-01 | 32 | 0 | 2.296 | 2.296 | Lab-Ovh
H077-0002 | Elec,pH,CPVC,GX-5,DJ#H077C-S00-D0X-S010BX | 0 | 148.32 | 36.917 | 35.2 | PROX Lab
H077-0003 | Elec,pH,CPVC,GX-5,DJ#H077C-S01-D0X-C010BT | 3 | 197.16 | 42.95 | 42.95 | Lab-Ovh
H077-0008 | Elec,pH,CPVC,GX-5,DJ#H077C-S00-D0X-S020BX | 5 | 156.51 | 40.513 | 40.513 | PROX Lab
H077-0009 | Elec,pH,CPVC,GX-5,DJ#H077C-S01-D0X-C020BT | 0 | 187.4 | 51.243 | 56.491 | Lab-Ovh
H077-0029 | Elec,pH,Kynar BK,GX-5,DJ#H077K-S01-D0X-C020BT | 1 | 144.12 | 44.825 | 34.223 | Lab-Ovh
H077-14PI | Elec,pH,PVC,ASGVIII,SJ#H077V-L01-S0X-CM03TX | 0 | 0 | 34.854 | 33.629 | Lab-Ovh
H077-14PI-12M | Elec,pH,PVC,ASGVIII,SJ#H077V-L01-S0X-CM12TX | 0 | 109 | 71.278 | 0
H077-14PI-5M | Elec,pH,PVC,ASGVIII,SJ#H077V-L01-S0X-CM05TX | 0 | 0 | 51.209 | 0
H077-14PI-6M | Elec,pH,PVC,ASGVIII,SJ#H077V-L01-S0X-CM06TX | 5 | 98.64 | 57.433 | 57.433 | Lab-Ovh
0060901-F046 | EXTENSION CABLE ASSY,46FT | 1 | 197.18 | 109.94 | 109.394 | Lab-Ovh
H077-PC02 | Elec,pH,Teflon,ASGVII,DJ#H077M-D01-D0X-C020TX | 1 | 110.19 | 64.606 | 62.267 | PROX Lab
H077-PC02-M10 | Elec,pH,Teflon,ASGVII,DJ#H077M-D01-D0X-CM10TX | 0 | 0 | 63.358 | 0.0097
H077-PC03 | Elec,pH,Teflon,ASGVII,DJ#H077M-D04-D0X-C020TX | 3 | 105.68 | 64.983 | 63.305 | PROX Lab
871CR-A1T4A1B1 | CT R-SENSOR,0.1,CPVC,TI,4"INSERT,3/4"NPT CPVC,PT1K,20FTHT,#6 | 0 | 822.92 | 629.423 | 0 | Lab-Ovh
H07C-0001 | Elec,pH,Epoxy,Blue,ASGII,SJ#H07CT-S00-S0X-S003BX | 0 | 110.26 | 29.973 | 7.69 | PROX Lab
871FT3F4D3R3FN2 | ELEC,FT CT,871FT-3F4D3R-3FN,20FT CABLE LENGTH | 0 | 3818.89 | 3386.088 | 2230.9 | Lab-Ovh
871CC-A2-3-10M | Elec,871CC-A2-3,10M Cable Length | 0 | 450.46 | 250.686 | 188.753 | Lab-Ovh
871A-4E-3-15M | Elec,871A-4E-3,15M Cable Length | 0 | 329.21 | 148.695 | 174.923 | Lab-Ovh
871FT-4C3B3R-3C | Elec,FT CT,IND-LOW,1/2",316SS,PVDF,ANSI150,PT1K,CAL,CABLEPER | 0 | 0 | 3406.362 | 0 | Lab-Ovh
H087-0004 | Elec,pH,CPVC,ASGV,DJ#H087C-F01-D0X-C010BT | 7 | 176.5 | 42.391 | 56.503 | Lab-Ovh
H087-0011 | Elec,pH,PVC,ASGV,SJ#H087V-F00-S0X-S010BX | 0 | 0 | 32.76 | 0.0097
S-XPH-BTA5X | Sub,Verinier cable cap assy with PCB 77030040,APAC#H035-S052 | 0 | 0 | 13.98 | 0
H087-0017 | Elec,pH,CPVC,ASGV,DJ#H087C-F00-B0X-S020BX | 0 | 175.69 | 36.5 | 36.5 | Lab-Ovh
H087-0017-002 | Elec,pH,CPVC,ASGV,DJ#H087C-F00-B0X-S002BX | 0 | 0 | 30.283 | 4.608 | Lab-Ovh
H087-0019 | Elec,pH,PVC,ASGV,DJ#H087V-F00-D0X-S020BX | 0 | 0 | 39.478 | 0.0097
220057 | Raw,Conn, Ring Tongue, #6 22-18G, 100/Bag TE Conn 321262 RoH | 16 | 0 | 0.144 | 0.144
H087-0020 | Elec,pH,CPVC,ASGV,DJ#H087C-F01-D0X-C020BT | 0 | 220.72 | 51.075 | 51.075 | Lab-Ovh
H087-0023 | Elec,pH,CPVC,ASGV,DJ#H087C-F01-D0X-C015BT | 0 | 183.39 | 47.121 | 33.095 | Lab-Ovh
871EC-LB0-3-40 | Elec,871EC-LB0-3,40FT cable length | 0 | 582.9 | 459.675 | 0 | Lab-Ovh
H087-0026 | Elec,pH,CPVC,ASGV,DJ#H087C-F00-D0X-S010BX | 1 | 138.34 | 32.899 | 32.899 | Lab-Ovh
H087-0028 | Elec,pH,CPVC,ASGV,DJ#H087C-F04-B0X-C015BT | 0 | 0 | 49.094 | 0 | Lab-Ovh
H087-0G19 | Elec,pH,PVC,ASGV,DJ#H087V-F99-B0X-C020BT | 1 | 199.09 | 59.005 | 59.005 | PROX Lab
ST-PH | Elec,pH,1/2"NPT,ASG VIII,DJ,blue cap,Coax,3F,BNC,Cust Logo | 0 | 0 | 18.138 | 0 | Lab-Ovh
H087-14PI | Elec,pH,PVC,ASGV,DJ#H087V-F01-D0X-YM06TX | 11 | 125.96 | 49.445 | 49.445 | Lab-Ovh
H087-AL01 | Elec,pH,PVC,ASGV,DJ#H087V-F02-B0X-CX50SS | 0 | 150.23 | 44.306 | 17.117 | Lab-Ovh
H087-D020 | Elec,pH,Kynar BK,ASGV,DJ#H087K-F00-B0X-S020BX | 1 | 136.22 | 38.965 | 48.521 | PROX Lab
H087-DP01 | Elec,pH,PVC,ASGV,DJ#H087V-F01-D0X-CW001TX | 0 | 0 | 17.209 | 0
C30-025-BB | Sub,Cable,BB,C30,25 Feet,Male BNC:77027079,Cable:99030014 | 0 | 0 | 10.565 | 0 | Lab-Ovh
ELM-188 | Elec,pH,X5,DJ,12x120mm,Wick,5M KCl,O-ring&washer,Blk S8 | 2 | 87.5 | 24.227 | 24.227 | Lab-Ovh
7793A5NA-130-5 | Sub,pH,DJ,GX-5,12x130mmLength,1Wick,.0.310"/0165" Int. | 15 | 0 | 9.022 | 9.022 | Lab-Ovh
H0AC-0001 | Elec,pH,CPVC,ASGV,DJ#H0ACC-F99-B0X-C010WBMC | 33 | 47.11 | 42.707 | 42.707 | Lab-Ovh
H0B1-0005 | Elec,pH,ABS BK,ASGV,SJ#H0B1A-F00-S0X-X000FB | 7 | 139.73 | 21.363 | 21.363 | PROX Lab
H0B1-0010 | Elec,pH,ABS BK,ASGVIII,SJ#H0B1A-L00-S0X-X000FB | 0 | 0 | 3.27 | 0.0097
H0B1-1005 | Elec,pH,ABS BK,ASGV,SJ#H0B1A-F00-S0X-X000BX | 0 | 54.57 | 2.209 | 0
H0B1-MC01 | Elec,pH,ABS BK,ASGVIII,SJ#H0B1A-L00-S0X-X000FB | 0 | 0 | 2.531 | 0
H0C1-0005 | Elec,pH,ABS BK,ASGV,SJ#H0C1A-F00-S0X-X000BX(C670-10021) | 0 | 13.38 | 7.8857 | 7.8841
5193530-SF | Elec,pH,Hach Smoke Grey Plastic,ASGIV,SJ#H0HGY-M06-S0X-M003P | 0 | 26.25 | 20.7582 | 14.1212
XEZ-TMPX-SF | Temp,TC,316SS,30K NTC#, no pkg | 0 | 18.35 | 19.675 | 15.74
ZSEN160X-SF | Elec,Ethanol Gas Sensing,ABS,Vernier GO DIRECT#no pkg | 270 | 21.65 | 11.1647 | 11.1666
H0DG-0001 | Elec,pH,Glass,ASGII,SJ#H0DGG-S00-R0X-S003BX | 2 | 0 | 6.637 | 4.477
ZSEN080X-SF | Elec,Ethanol,ABS#EG32A-X00-X0X-GX1.5TX, no pkg | 227 | 22.4 | 9.9177 | 9.5423
H0DG-BKS2 | Elec,pH,Glass,ASGVIII,DJ#H0DGG-L04-L0X-C003B2 | 0 | 734 | 11.948 | 0.0097
H0DK-0002 | Elec,pH,Epoxy Clr,ASGVIII,SJ,30K#H0DKQ-L06-S0X-C003B8 | 0 | 0 | 15.173 | 0.0097
ZSEN120X-SF | Elec,ORP,PC,PT Band,SJ#RS35N-P00-S0X-X000BX,no pkg | 480 | 19.4 | 14.1529 | 12.6281
H0DK-0005 | Elec,pH,Epoxy Clear,ASGVIII,SJ#H0DKQ-L00-S0X-S003AP | 1 | 76.37 | 21.198 | 6.128
44C023-JP1345 | Raw,Graphite Rod,0.040"+/-0.002”OD x 1.25"L,JP1345 | 100 | 0 | 10.36 | 10.36
BS811QM | Adapter, Triclamp Sanitary (871EC) | 12 | 0 | 144.42 | 144.42
H0DM-J001 | Elec,pH,Glass,ASGVIII,DJ#H0DMG-L02-D0X-X000JX | 0 | 136.26 | 5.328 | 0.0097
RC673-3201 | Elec,RC,Total,4-20MA,0-20PPM,2wireLOOP#RC673A-G02-SNX-X003TX | 0 | 640.28 | 150.969 | 117.051 | Lab-Ovh
H0G3-0001 | Elec,pH,Glass,OEM-GLI, #H0G3G-I00-X0X-X000XX(A38-17) | 37 | 76.65 | 48.414 | 48.414 | PROX Lab
H0GB-0001 | Elec,pH,Ryton,ASGVII,DJ#H0GBZ-D01-B0X-CM10TX | 1 | 149.36 | 60.005 | 60.005 | Lab-Ovh
H0GB-P001 | Elec,pH,Ryton,ASGVII,DJ,4-20mA,detachable cable#H0GBZ-D35-BP | 0 | 0 | 103.585 | 0
H0GB-P001-AGL | Elec,pH,Ryton,ASGVII,DJ,#H0GBZ-D35-BPX-F020TX,Laser Print | 0 | 0 | 103.569 | 0.0097
H0GB-P002 | Elec,pH,Ryton,ASGVII,DJ,4-20mA,T#H0GBZ-D35-BPX-F020TX | 0 | 0 | 80.651 | 0 | Lab-Ovh
H0GB-P003 | Elec,pH,Ryton,ASGVII,DJ,0-5V,T | 0 | 0 | 66.671 | 0
H0GB-P201 | Elec,pH,Ryton,ASGVII,DJ,4-20mA,2wire,T#H0GBZ-D35-BPX-F020TX | 0 | 0 | 25.643 | 0
H0GB-PEN1 | Elec,pH,Ryton,ASGVII,DJ#H0GBZ-D35-BPX-X000FM | 0 | 0 | 69.428 | 0
H0N2-0001 | Elec,pH,Kynar BK ASGV,DJ#H0N2K-V00-D0X-S004PX HTS9027804530 | 7 | 123.4 | 41.717 | 44.519 | Lab-Ovh
H0N2-0002 | Elec,pH,Kynar BK,ASGV,DJ#H0N2K-V04-D0X-CX2.5B8 | 2 | 364.32 | 50.579 | 50.579 | Lab-Ovh
M02-019-001 | Sub,Cap,Ti,front cap for pressure sensor#SMPT-DP | 0 | 0 | 0 | 0
SI1Q1V1C-058-X5 | Sub,stem,pH,GX5,0.310"x2.28"L#HL031G-02-31 | 296 | 0 | 1.616 | 0 | Lab-Ovh
H0PC-0034 | Elec,pH,PVC,GX-5,SJ#H0PCV-S00-S0X-S034BX | 1 | 71.38 | 30.436 | 30.436 | PROX Lab
BS807EM | INSULATOR,3" IND KYNAR 2260 | 19 | 0 | 317 | 317
H0PT-0025 | Elec,pH,Kynar BK,ASGVIII,DJ#H0PTK-L99-B0X-C020BT | 1 | 217.75 | 37.531 | 37.082 | PROX Lab
HA28-0001 | Elec,pH,Epoxy BK Solid,OEM-GLI,SDJHA28L-I00-I0X-S003BX(35200 | 0 | 0 | 40.428 | 0.0097
HA28-0002 | Elec,pH,Epoxy BK Solid,OEM-GLI,SDJ#HA28L-I00-I0X-S004WB | 2 | 165.05 | 53.066 | 64.214 | Lab-Ovh
ZSEN168X-SF | Elec,CT,Epoxy Amber,PT,K=1.0#CT02H-P02-10X-S003TX,no pkg | 275 | 46.5 | 25.7529 | 25.097
CCDBTT2010C0C | Elec,COND, K=0.1, 1"NPT,8550, 20ft cable,Calibration Cert | 0 | 322 | 119.9 | 119.9 | Lab-Ovh
HD35-ED02 | Elec,pH,Epoxy Blue,ASGVIII,SJ#HD35T-L00-S0X-S003BX | 0 | 55.05 | 29.987 | 8.263 | PROX Lab
CCDBTTJB34S0C | Elec,COND, K=0.1,8550,JBOX,3/4"MNPT,CalibrationCert | 1 | 290 | 158.971 | 158.971 | Lab-Ovh
HE54-8000 | Elec,pH,ABS BK,ASGVIII,DJ,NO LOGO#HE54A-L00-D0X-X000FB | 0 | 57.41 | 13.843 | 13.843 | Lab-Ovh
HE54-AC01 | Elec,pH,ABS BK,ASGV,DJ#HE54A-F00-B0X-X000FB | 5 | 307.4 | 24.688 | 23.183 | PROX Lab
HE54-BASS | Raw,HE54-BASE. ROHS2#H054A-04-04-M | 1723 | 0 | 0.15473 | 0.07
CCDATTJBR2C00 | Elec,COND,K=0.01,8550,JB,1-1/2"MNPT,21"L,w/saftycable&bushg | 0 | 0 | 308.852 | 0 | Lab-Ovh
HE54-COM1 | Elec,pH,ABS BK,ASG V,Dome,DJ#H054A-K00-B0X-X000FB | 0 | 43 | 14.3 | 14.3 | Lab-Ovh
HE54-E001 | Elec,pH,ABS BK,ASGVIII,DJ#HE54A-L00-B0X-X000FB 93032018 | 15 | 27.02 | 14.312 | 14.312 | Lab-Ovh
HE54-EKIT | Elec,HE54-E001&BL-H02 #93032017 kit | 15 | 33.05 | 17.712 | 17.712 | Lab-Ovh
HE54-EN01 | Elec,pH,ABS BK,ASGV,DJ#HE54A-F01-B0X-C006BB | 0 | 0 | 35.673 | 0.0097 | Lab-Ovh
C91-020-BA1 | Sub,Cable,CE,20F,BNC with Black Boot,Red wire,1"drain | 0 | 0 | 17.122 | 0 | Lab-Ovh
HE54-FD02-NP | Elec,pH,ABS BK,ASGV,DJ#HE54A-W00-B0X-X000FB,no print | 10 | 82.54 | 14.933 | 14.933 | Lab-Ovh
219598-A01 | PNS, Solution Inerco IFS Ingold (9502) for 702959-002 | 0 | 0 | 0 | 0
HE54-K010 | Elec,HE54-E001+B/B-S010 blue boot kit | 0 | 120.11 | 19.977 | 21.605 | Lab-Ovh
HE54-LINK | Elec,pH,ABS BK,ASGVIII,DJ#HE54A-L00-D0X-X000FB | 47 | 40.76 | 21.834 | 9.682
HFPT-C491 | Elec,pH,CPVC,ASGIV,DJ#HFPTC-M91-B0X-C020TX | 0 | 224.57 | 38.538 | 0.0097
HFPT-C493 | Elec,pH,CPVC,ASGIV,DJ#HFPTC-M95-B0X-C020TX | 0 | 210.54 | 50.244 | 31.663 | PROX Lab
HFPT-C493-AME | Elec,pH,CPVC,ASGIV,DJ#HFPTC-M95-B0X-C020TX | 0 | 186.76 | 38.383 | 0.0097
HFPT-C496 | Elec,pH,CPVC,ASGIV,DJ#HFPTC-M94-B0X-C020TX | 0 | 192.98 | 38.792 | 0.0097
HFPT-C496-10M | Elec,pH,CPVC,ASGIV,DJ#HFPTC-M94-B0X-CM10TX | 0 | 210.01 | 51.641 | 0.0097
HL11-EC25 | Elec,pH,Glass,ASGVII,DJ#HL11G-D04-H0X-X000VP | 0 | 0 | 21.798 | 0.0097
HL19-0001 | Elec,pH,Glass,ASGVII,_#HL19G-D00-X0X-GX06TX(A38-9) | 0 | 0 | 0.375 | 0.0097
HL19-0003 | Elec,pH,Glass,ASGIII,_#HL19G-T00-X0X-GX3HTX | 0 | 0 | 0.313 | 0.0097
HL31-0002 | Elec,pH,Glass,GX5,#HL31G-L00-X0X-GX06TX (A38-46) | 50 | 10.21 | 4.569 | 4.59 | Lab-Ovh
444024-0011 | Sub,Insert,0.8"ODx1.25"L,Blk Kynar,0.52"ID#CT77K-H4-02 | 0 | 0 | 1.222 | 0
HPHR-146B | Elec,pH,Epoxy Amber,OEM-GLI,SJ#HPHRH-N00-SDX-S002BX | 52 | 71.35 | 30.394 | 30.394 | PROX Lab
HPHR-220A | Elec,pH,Epoxy Amber,OEM-GLI,SJ#HPHRH-N00-SDX-S002BX | 2 | 83 | 30.394 | 30.394 | PROX Lab
HR61-0003 | Elec,pH,Ryton,ASGV,DJ#HR61Z-F00-B0X-S010BX | 0 | 0 | 27.199 | 7.077 | Lab-Ovh
SI1L1V1B-050-5 | Sub,Stem,pH,GX-5,050mm Length | 47 | 0 | 0.008 | 0.00667
HR61-PC01 | Elec,pH,Ryton,ASGIII,DJ#HR61Z-T04-B0X-CM4.5TX | 0 | 123.58 | 30.321 | 0.0097
SI1L1V2C-110-5 | Sub,Stem,pH,5,110mm Length | 48 | 0 | 0.014 | 0.014
HR61-PC10 | Elec,pH,Ryton,ASGVII,DJ#HR61Z-D04-B0X-CM10TX | 0 | 118.88 | 60.388 | 60.914 | Lab-Ovh
SI1G1V1C-058-5 | Sub,Stem,pH,5,058mm Length | 19 | 0 | 0.006 | 0.005
16104137 | MRO,SolderTip,MetcalSTTC-137Cartridge,Chisel,1.78mm,30Deg | 10 | 0 | 32.7 | 30.52
ATT-WINTKIT | Acce,Kit,pH and ORP Winterizing KIT | 0 | 0 | 3.895 | 0 | Lab-Ovh
HR61-PC16 | Elec,pH,Ryton,ASGVII,DJ#HR61Z-D01-B0X-C020TX | 7 | 98.4 | 52.294 | 47.022 | Lab-Ovh
HR61-PC16-10M | Elec,pH,Ryton,ASGVII,DJ#HR61Z-D01-B0X-CM10TX | 0 | 127.12 | 60.11 | 58.941 | Lab-Ovh
HR61-PC17 | Elec,pH,Ryton,ASGVII,DJ#HR61Z-D04-B0X-C020TX | 10 | 100.69 | 52.612 | 48.041 | Lab-Ovh
HR61-PC19 | Elec,pH,Ryton,ASGVII,DJ#HR61Z-D01-B0X-X000PF,20F CABLE | 0 | 152.09 | 78.407 | 53.733
SI1V1V1V-120 | Sub,Stem,Glass,12mm(0.470")OD x 120mm Length,Refill. | 26 | 0 | 0.889 | 0 | Lab-Ovh
MK7F-Z01 | Acce,SS Flange Raised Face 1" 150lb 316 RF 1NPT,Welded on MK | 0 | 971.54 | 138.75 | 0
MK7F-Z02 | Acce,SS Flange Raised Face 1" 300lb 316 RF 1NPT,Welded on MK | 0 | 1117.63 | 181.296 | 0
HT61-0001 | Elec,pH,Ryton,ASGVII,DJ#HT61Z-D00-B0X-S002BX | 0 | 0 | 13.1 | 0.0097
MK7F-Z03 | Acce,SS Flange Raised Face 1.5"150lb 316 RF 1NPT,Welded on M | 0 | 1415.74 | 268.254 | 0
HT61-3328 | Elec,pH,Ryton,ASGV,DJ#HT61Z-F86-D0X-C025TX | 0 | 0 | 39.545 | 0.0097
HTB3-A005 | Elec,pH,ABS BK,ASGV,SJ#H0B3A-F00-A0X-X000FB | 3 | 67.16 | 21.151 | 20.154 | PROX Lab
HTB3-A007 | Elec,pH,ABS BK,ASGVII,SJ#H0B3A-D00-A0X-X000FB | 7 | 67.48 | 2.893 | 2.893
MK7F-Z04 | Acce,SS Flange Raised Face 1.5" 300lb 316 RF 1NPT,Welded on | 0 | 1732.85 | 360.75 | 0
MK7F-Z05 | Acce,SS Flange Raised Face 2" 150lb 316 RF 1NPT,Welded on MK | 0 | 1922.89 | 416.25 | 0
MK7F-Z06 | Acce,SS Flange Raised Face 2" 300lb 316 RF 1NPT,Welded on MK | 0 | 2131.92 | 490.254 | 0
MK7F-Z07 | Acce,SS Flange Raised Face 3" 150lb 316 RF 1NPT,Welded on MK | 0 | 2679.45 | 647.496 | 0
MK7F-Z08 | Acce,SS Flange Raised Face 3" 300lb 316 RF 1NPT,Welded on MK | 0 | 3003.69 | 736.296 | 0
2010831S-50 | Acce,Adapter,Wiring,2-pinF,2&3-pinM Molex to Hanks,S=ZV,50F | 0 | 336.82 | 63.315 | 79.26
7317AA-120-NA | Sub,pH,Mono,NA,12x120mm Length | 0 | 0 | 0.076 | 0.076 | Lab-Ovh
I-DISC | Iodid solide state | 0 | 0 | 0.0097 | 0
M28-010-007 | Sub,Extension,CPVC,1/2"FPT,Both End,12"Length | 1 | 0 | 2.364 | 0
ID43-SEMI | Elec,ISE,Epoxy BK Solid,Solid State,DJ#ID43L-S00-D0X-X000XX | 2 | 59.3 | 19.843 | 19.843 | PROX Lab
ID61-SEMI | Elec,ISE,PVC,Solid State,MONO#ID61V-S00-X0X-G01XX | 0 | 0 | 0.892 | 0.0097
IDLZ-0001 | Elec,ISE,Epoxy Amber,_,SJ#IDLZH-X00-S0X-S002BX | 0 | 0 | 3.957 | 0.0097
7593A5A8-130-5 | Sub,pH,SJ,5,12x130mm Length,.165 Int. | 0 | 0 | 0.077 | 0
77280010 | Raw,RJ22 Connector | 0 | 0 | 0.14 | 0.144
77330031 | Raw,thermistor, NTC-5K | 0 | 0 | 0.25 | 0.252
EFP-LA-002-0SN6 | Elec,pH,Polymer,Blue,ASGV,Flat,DJ,Blk S8 with Cap,EMEC logo | 2 | 55.87 | 24.333 | 21.789 | Lab-Ovh
DEMOKIT | DEMO KIT,MK7Z-181V+4probes+Adapter+Cable,w/CASE,non-branded | 0 | 2365.91 | 1632.409 | 1001.476
7597A1D-135 | Sub,stem,ORP,Pt Band,SJ,Annular,0.472"x5.32"L#R011G-11-01 | 5 | 0 | 13.471 | 13.311
392V703S-063-VF | Sub,pH,SJ,VF,12mm(0.470")x63mm(2.47")Lengh,for SX655KD-VEO | 0 | 0 | 0.031 | 0
00070584-080 | Sub,Cut,Barium, 5.84mm (.230") x 80mm (3.14") Length | 1 | 0 | 0.009 | 0.009
SI1R11B3-123 | Sub,stem,pH,ASG III,HF-Resistance,0.325"x4.85"L#HR61Z-02-01 | 9 | 0 | 0.809 | 0.772 | Lab-Ovh
6593A1A10-117-8 | Sub,stem,pH,ASG VIII,DJ,Annular,0.310"x4.62"L#H0HCJ-02-01 | 86 | 0 | 2.805 | 0 | Lab-Ovh
414010-088 | Sub,Cut Lead Free Glass, 7.87mm (0.310") OD x 3.47"L | 0 | 0 | 0.006 | 0
414012-110 | Sub, Cut, Lead Free Glass,4.95mm(0.195")ODx4.33"L | 0 | 0 | 0.002 | 0
SI1I11D-136 | Sub,stem,ORP,0.25"Pt Band,0.195"x5.35"L#R037Q-R1-01 | 44 | 0 | 16.788 | 16.653 | Lab-Ovh
414014-007 | Sub, Cut, Lead Free Glass, 5.97mm (0.235") OD x 0.25"L | 0 | 0 | 0 | 0
SI1L1V1A-030-5F | Sub,Stem,pH,5F,0.235"OD x 1.2" Length | 81 | 0 | 0.003 | 0 | Lab-Ovh
IS-ORP | Elec,ORP,GLASS,PTP,_#IS-ORP 0056390 | 29 | 43.64 | 15.659 | 15.659
IS-PHT8 | Acce,pH stem#IS-PHT8 (0061230) | 0 | 9.77 | 1.942 | 1.849 | Lab-Ovh
00221362 | 316 Stainless Steel Threaded Pipe Fitting 1/4 NPT SOLID | 23 | 0 | 3.06 | 3.18
FFWST-16 | Acce,Patch,AP,16mm ODx1.5mm thick,blk overcoat | 0 | 0 | 10.662 | 0 | Lab-Ovh
M09-010-069 | Sub,Insert,CPVC,Grey,0.775"ODx0.495"IDx1.45"L,#CT77C-04-01 | 0 | 0 | 2.203 | 0 | Lab-Ovh
KT11-SEMI | Elec,ISE,Blk Epoxy,PVCM#SL0046,KT11L-P00-X0X-X000XX | 0 | 52.71 | 28.552 | 8.894 | PROX Lab
KT12-XXX1 | Elec,ISE,Potassium,PVC,Module,PVCM,gold pin#003341 | 0 | 0 | 14.561 | 0
KT43-0001 | Elec,ISE,ABS BK Solid,PVC M,DJ#KT43L-P00-D0X-S003BX | 0 | 292.17 | 16.166 | 8.876
KT43-SEMI | Elec,ISE,Epoxy BK Solid,PVC M,DJ#KT43L-P00-D0X-X000XX | 5 | 59.3 | 16.365 | 8.756 | PROX Lab
KT77-0006 | Elec,ISE,PVC,PVC M,DJ#KT77V-P00-Z0X-C006BX | 0 | 0 | 26.981 | 0
KTB1-0001 | Elec,ISE,ABS BK,PVC M,MONO#KTB1A-P00-X0X-X000FB | 0 | 185.28 | 2.049 | 0.0097
KTB9-0001 | Elec,ISE,ABS BK,PVC M,SJ#KTB9A-P00-S0X-X000FB | 1 | 261.08 | 5.431 | 4.376
441004-0004 | Sub,Tip,Grey PVC,0.773"ODx2.25"L,4-Slot Guard,CT77V-H4-01 | 0 | 0 | 0.264 | 0
LGA-BTA | Acce,LGA Accelerometer Vernier# | 0 | 27.9 | 4.6353 | 16.686
LGA-BTA-VAL | Acce,LGA Accelerometer. ROHS2 Vernier# | 0 | 27.9 | 5.7429 | 13.94
LZW5049.97.0002 | Elec,Multi,pH,CT,PVC# | 0 | 503.34 | 330.08 | 292.433 | PROX Lab
LZW5130.97.0002 | Elec,DO,ABS BK,PT,Silver#DO14A-B06-S0X-C003P5 | 14 | 91.53 | 56.882 | 53.766 | PROX Lab
LZW5131.97.0002 | Elec,DO,ABS BK,PT,Silver#DH14A-B06-S0X-C003BE | 11 | 82.07 | 40.032 | 30.987
LZW9169.99 | Acce,Protector tube for Multisensor# | 5 | 462.78 | 16.324 | 16.324
LZW9171.99 | Elec,pH,ABS BK,ASGVIII,SJ#H0MSA-L00-SNX-X000P4 | 8 | 62.89 | 37.795 | 37.188 | PROX Lab
LZW9172.99 | Elec,CT,ABS,Carbon,K=1#CTMSA-P01-10X-X000P5 | 9 | 73.13 | 46.054 | 41.534 | PROX Lab
LZW9173.99 | Elec,DO,ABS BK,PT,Silver#DOMSA-D00-S0X-X000P3 | 17 | 53.56 | 28.174 | 14.509
LZW9179.99 | Acce,Multisensor handle# | 5 | 0 | 153.395 | 130.232
LZY671 | Acce,Polishing Strip(2x) for ANISE | 0 | 1 | 0.5 | 0.5
M18-027-002 | Sub,Cap Adapter,Blk PVC,1"ODx1.675"L,3/4"NPT#ELH-110-34 | 45 | 0 | 4.37 | 4.178 | Lab-Ovh
M1006 | Elec,ORP,Glass,PT Rod,_#R0A6G-D00-X0X-GX1HNC | 4 | 38.87 | 17.465 | 17.156 | Lab-Ovh
M1007 | Raw,pH,Gls,.194"ODx1.5"L,ASG VII,ship w/Soak Boot&Busing. | 3 | 12.62 | 3.244 | 3.244 | Lab-Ovh
M1007-T | Raw,pH,Gls,.194"ODx1.5"L,ASG II,ship w/Soak Boot&Busing. | 0 | 0 | 0.506 | 0.01
M1248 | Acce,GD disc assembly# | 0 | 0 | 91.457 | 38.925
M1297 | Elec,pH,Glass,ASGIII,_#HGASG-T00-X0X-X000XX | 14 | 28.51 | 18.406 | 18.155 | PROX Lab
C92-001-TC | Sub,Cable,CE,Waterproof,1 FT,4 Tinned Lead wires,1"Drain | 0 | 0 | 0.977 | 0 | Lab-Ovh
MD0003 | Acce,Polishing strip DO(6B0101),2EA, 3",Vernier#MD0003 | 0 | 2.16 | 0 | 0
AK1003SW | Elec,pH,DJ,BLK Ultem,Spear Tip,Knife tip,1M,BNC | 0 | 0 | 52.519 | 0 | Lab-Ovh
MD0005-1 | Elec,ISE,CA,PVC,PVCM #MD0005-1 | 0 | 174.8 | 28.258 | 16.774 | PROX Lab
MD0007-1 | Elec,ISE,NO3,PVC,PVCM#MD0007-1 | 1 | 173 | 11.192 | 11.192 | Lab-Ovh
MD0012-1 | Elec,ISE,NH4,PVC,PVCM#MD0012-1 | 0 | 141.17 | 12.83 | 12.83 | Lab-Ovh
MD0014-GRAY | Elec,ISE,Cl Mono,PVC Grey,Solid State,0.475"ODx1.7"L | 1 | 179.78 | 28.481 | 28.481 | Lab-Ovh
MD0016 | Raw,MEM Filter 0.22 um GV for1675,100pcs/pk (GVWP02500)# | 1 | 0 | 92.22 | 92.22
MD0022 | Elec,ISE,PVC,PVCM#NHYTV-07-01 | 0 | 233 | 23.545 | 23.462 | Lab-Ovh
MD0027 | Acce,Fitting,Elec 1/2"NPT process connection | 301 | 12.77 | 7.518 | 5.1133
MD0029 | Acce,Fitting,Elec 3/4"NPT process connection | 800 | 11.04 | 4.3365 | 2.95
MD0030S | Acce,Adapter,3/4 NPT twistlock, 316SS,#AS100AU | 6 | 97.85 | 24.5931 | 16.73
MD0031K | Acce,Adapter,Twistlock,1" NPT,KYNAR,#AS100AT | 27 | 90.93 | 0.06 | 0.06
MD0031S | Acce,Adapter,Twistlock,1" NPT,(04-M30S-0017),#AS100AV | 6 | 101.65 | 44.53 | 24.234
EFP-LA-002-03BN | Elec,pH,Polymer,Blue,ASGV,Flat,DJ,Blue TPV Boot,Coax,3F,BNC | 0 | 47.86 | 19.739 | 0 | Lab-Ovh
MD0037K | Raw,Pipe tee,Kynar 1" NPT#MD0037K | 0 | 44.94 | 24.6 | 24.6
EFP-LA-002-05BN | Elec,pH,Polymer,Blue,ASGV,Flat,DJ,Blue TPV Boot,Coax,5F,BNC | 8 | 49.5 | 20.276 | 19.68 | Lab-Ovh
C32-005-BCS | Sub,Cable,C32,5F,Blue TPV molded Boot,Male BNC | 0 | 0 | 3.767 | 3.499 | Lab-Ovh
871EC-SP7-3K | Elec,CT,SM Bore PEEK,100K,TRI-CLAMP,Cable PER SO.KALREZ | 0 | 0 | 326.699 | 0
MD0071 | Raw,Soaking Bottle 3/4" NPT,BK ABS RoHS3# | 8645 | 0 | 0.46421 | 0.27625
MD0071-100CL | Acce,Shipping cap# | 0 | 604.55 | 0.01779 | 0.0097
MD0071-CL | Raw,Bottle,Elec Storage, 3/4" NPT,Clear ABS (MD71A-04-02) | 205 | 1.64 | 0.77366 | 0.42105
MD0071-CL-FB100 | Raw,Soaking Bottle 3/4" NPT w/O-ring,Clear ABS (MD71A-04-02) | 570 | 175.48 | 5.6033 | 3.8116
MD0072 | Raw,Soaking Cap; 1/2" NPT,BK ABS.ROHS2# | 2320 | 1.72 | 0.61894 | 0.38
MD00ST-IM01 | Raw,Stirrer impeller and magnet# | 0 | 2.38 | 0.74286 | 0.74244
MD00ST-V001 | Acce,BOD stirrer,0.54" OD 0.95" L Fram w/ Impeller & disk,Ro | 373 | 3.1 | 1.5619 | 1.0625
MD1003-01 | Acce,DO MEM module,1 mil, (DOV5A-06-09),XMEMX,#MD1003 | 125 | 8.74 | 4 | 4.326
MD1003-02 | Acce,DO membrane modules, 1 mil, 2 modules#MD1003-02 | 23 | 17.47 | 5.53 | 13.35
MD1003-03 | Acce,DO Membrance Base,BK ABS. D012A0404-M# | 4115 | 3.37 | 0.29 | 0.29
MD1003-04 | Acce,DO Membrance Cap,BK ABS. D012A-04-05M RoHS2# | 0 | 0 | 0.5145 | 0.28
MD1003-06S | Acce,Kit,DO Membrane,1 mil, 6 pcs per pack and 60 mL DO solu | 0 | 0 | 26.949 | 0.0097
MD1003-100 | Acce,DO membrane module,100 pcs per pack | 0 | 749 | 444 | 0
MD1004 | Acce,Body,MEM assembly. 1 piece. (NH35A-06-04/1) RoHS2# | 400 | 0 | 1.885 | 1.2821
MD1004-4 | Acce,NH3 membrane module#MD1004,PK of 4. | 0 | 71.23 | 8.369 | 7.115
MD1005-4 | Acce,CO2 membrane modeule #MD1005-4,CO35A-06-05 | 0 | 0 | 2.213 | 0.0097
450432-BL | Raw, Cap, BLUE ABS (RC68A-D4-03-M) | 1731 | 0 | 0.19023 | 0.1675
450434-BL | Raw, Membrane Base,BLUE ABS (RC68A-D4-05-M) | 3390 | 0 | 0.8379 | 0.30274
6AA088 | Raw, Membrane Disc, PVDF, 0.495”OD/0.071"ID,Marian Made | 4041 | 0 | 1.77 | 1.77
16000131-L | MRO,Prod,Tool,Pad Printer Hardener HV for Glass(Kgm size) | 0 | 529 | 529 | 529
V-PTSA | Elec,Fluorometer PTSA,GrayPVC,6PIN AMP,RS485,w/TEE,VL logo | 0 | 1750 | 358.614 | 0 | Lab-Ovh
MDATACS | Acce,Adapter,Cap,Twistlock Safety Collar,# | 87 | 42.8 | 12.7302 | 8.66
MDCAP | Raw,SOAKING CAP. ROHS2# | 975 | 0 | 0.34721 | 0.23625
V-PTSA201 | Elec,PTSA,GrayPVC,6PIN AMP,4-20mA, 4 wire,w/TEE,BLT,VL logo | 0 | 1750 | 312.832 | 0 | Lab-Ovh
MDSP-100 | Acce,Sponge chip# | 0 | 0 | 0.0097 | 0.098
V-PTSA201-NSG | Elec,PTSA,GrayPVC,NO SG,6PINAMP,4-20mA,4wire,w/TEE,BLT,VL | 0 | 1750 | 312.832 | 0 | Lab-Ovh
MDU1-GYXT | Acce,Optical DO Converter# | 0 | 24.61 | 0.0097 | 0
B/B-S010-B | Acce,Cable,coax, 10F, BNC to BNC, with Blue Boot | 0 | 43.06 | 5.746 | 5.558 | Lab-Ovh
MESU003005 | Elec,pH,PC,ASGVIII,SJ#H035N-L00-S0X-SM03WB | 0 | 10.86 | 9.0012 | 9.22
MET40A | Elec,CT,ABS,Carbon,K=1#SALTDIP PRO | 0 | 132.03 | 62.692 | 62.692
MM-COND | Elec,CT,EPOXY BK,SOLID,CARBON,K=0.45#CTEL-C00-45X-GX09NC | 22 | 74.11 | 14.239 | 13.737 | Lab-Ovh
MM-PH-MONO | Elec,pH,ABS BK,ASGV,_#H0EKA-V00-X0X-GX09NC | 11 | 54.02 | 26.796 | 27.027 | PROX Lab
MM-PH-ORP | Elec,pH ORP,ABS BK,ASGV/Pt D,_#RHEKA-W00-X0X-GX09NC | 6 | 97.94 | 44.981 | 45.177 | Lab-Ovh
B/B-S010-R | Acce,Cable,coax, 10F, BNC to BNC, with Red Boot | 2 | 43.06 | 4.145 | 3.942 | Lab-Ovh
RE54-E001-SF | Elec,ORP Combo,In-line.PT PIN,RoHS compliant 93032023,no pkg | 526 | 29.08 | 22.057 | 16.462
M09-005-015 | Sub,Insert,PEEK, K=1,SS 316L Tube For C35 | 32 | 0 | 11.911 | 11.627 | Lab-Ovh
M17-003-021 | Sub,Pin, SS 316L,0.5"ODx4"L,Conductivity K=0.01 For C35 | 1 | 0 | 18.843 | 18.57 | Lab-Ovh
M07-003-071 | Sub,Tube,316SS,Conductivity K=0.1,0.5"ODx2.46"L,San C621 | 4 | 0 | 3.322 | 0
PE-2-SF | Elec,pH,CPVC,ASGV,DJ#H0ACC-F99-B0X-C003WBMC,no pkg. | 202 | 39.55 | 33.076 | 19.6725 | Lab-Ovh
NA11-SEMI | Elec,ISE,Glass,NA Bulb,DJ#NA11G-R00-Z0X-X000XX | 1 | 59.3 | 17.472 | 16.874 | PROX Lab
310170N310B40 | Sub,Ag Wire,210mm total Length,Anodized & AgCl Dip | 0 | 0 | 1.056 | 0
NA-2000 | Elec,ISE,PC,NA Bulb,DJ#NA35N-R00-D0X-S003BX,Padprint | 1 | 105.3 | 45.367 | 43.327 | PROX Lab
NA35-0001 | Elec,ISE,PC,NA Bulb,DJ#NA35N-R00-D0X-S003BX | 2 | 175.26 | 37.292 | 36.327 | Lab-Ovh
NA35-SEMI | Elec,ISE,PC,NA BULB,DJ#SL0083 | 0 | 62.44 | 25.924 | 0.0097
310230N310B40 | Sub,Ag Wire,270mm total Length,Anodized & AgCl Dip | 0 | 0 | 1.126 | 0
NH01-0002 | Elec,ISE,PVC,PVC M,MONO, NH01V-P00-X0X-SX06BX HTS9027809530 | 9 | 164.82 | 18.063 | 16.308 | Lab-Ovh
NH01-0008 | Elec,ISE,PVC,PVC M,MONO#NALCO | 0 | 167.43 | 20.194 | 18.774 | Lab-Ovh
NH01-KIT | Kit,ISE, w/ RF and Cable (HTS 9027.80.4530) | 8 | 285.68 | 61.192 | 59.429 | PROX Lab
310310N310B40 | Sub,Ag Wire,350mm total Length,Anodized & AgCl Dip | 0 | 0 | 1.23 | 0
NH11-SEMI | Elec,ISE,Epoxy BK,PVC M,MONO,SL0009#NH11L-P00-X0X-X000XX | 3 | 52.71 | 31.86 | 31.86 | PROX Lab
FIT12-3NA000C | SENSOR HLD PROT,NO HLD,3/4NPT,IMMERSION LENGTH PER SO,CPVC | 0 | 145.7 | 50.215 | 47.342 | Lab-Ovh
NH12-SEMI | Elec,ISE,Epoxy Clear,PVC M,DJ#NH12Q-P00-Z0X-X000XX | 0 | 69.71 | 54.414 | 37.429 | PROX Lab
TT11-Z005 | Elec,Temp,glass,OD7.35X110mm,PT100,3FT,TX | 0 | 0 | 25 | 25
NH12-XXX1 | Elec,ISE Ammonium,PVC,Module,PVCM,gold pin#003341 | 19 | 176.55 | 17.793 | 17.066 | Lab-Ovh
ST-ORP | Elec,ORP,ABS BK,PT Band,DJ,Red Cap,Coax,3F,BNC,Cust Logo. | 0 | 0 | 40.509 | 0 | Lab-Ovh
NH35-0001 | Elec,ISE,NH3, ABS BLK, ASG V FT,Agtube,#NH35A-G00-X0X-S003BX | 2 | 360.46 | 36.577 | 36.577 | PROX Lab
NH35-0003 | Elec,ISE,NH3, ABS BLK, ASG V FT#NH35A-X00-Z0X-S005BX | 1 | 328.36 | 24.786 | 23.061 | Lab-Ovh
NH35-0015 | Elec,ISE,NH3, ABS BLK, ASG V FT#NH35A-G00-X0X-SM05BX | 0 | 0 | 19.795 | 0
NH35-0018 | Elec,ISE,NH3, ABS BLK, ASG V FT#NH35A-G00-X0X-SX18PX | 0 | 0 | 17.28 | 0.0097
C1-X26-BC | Sub,Cable,C1,26 inches,Male BNC w/Blue Boot. | 0 | 0 | 3.695 | 0 | Lab-Ovh
NH43-0001 | Elec,ISE,ABS BK,PVC M,DJ#NH43A-P00-Z0X-S003BX | 1 | 309.97 | 24.399 | 24.531 | PROX Lab
RC68-0101 | FC,Chlorine,black/blue ABS, 20F cable,output 0-5V,0-2PPM,T | 0 | 1062.99 | 235.154 | 0 | Lab-Ovh
RC68-1101 | FC,Chlorine,black/blue ABS, 20F cable,output 0-5V,0-5PPM,T | 0 | 1062.99 | 235.154 | 0 | Lab-Ovh
RC68-2101 | FC,Chlorine,black/blue ABS, 20F cable,output 0-5V,0-10PPM,T | 0 | 986.38 | 235.154 | 170.945 | Lab-Ovh
RC68-3101 | FC,Chlorine,black/blue ABS, 20F cable,output 0-5V,0-20PPM,T | 0 | 1062.99 | 235.154 | 0 | Lab-Ovh
RC68-0201 | FC,Chlorine,black/blue ABS, 20F cable,output 4-20MA,0-2PPM, | 0 | 957.65 | 237.06 | 201.105 | Lab-Ovh
RC68-1201 | FC,Chlorine,black/blue ABS, 20F cable,output 4-20MA,0-5PPM,T | 0 | 977.9 | 237.06 | 201.105 | Lab-Ovh
NH43-SEMI | Elec,ISE,Epoxy BK Solid,PVC M,DJ#NH43L-P00-Z0X-X000XX | 15 | 57.03 | 19.65 | 22.506 | PROX Lab
NH43-SEMI-120 | Elec,ISE,PVC,PVCM,DJ#NH43L-P00-Z0X-X000XX,120mmL | 0 | 0 | 5.602 | 0
NH43-SES1 | Elec,ISE,ABS BK,PVC M,DJ#NH43A-P00-Z0X-S003TX | 0 | 139.92 | 23.994 | 8.348 | PROX Lab
NH43-SES2 | Elec,ISE,ABS BK,PVC M,DJ#NH43A-P00-Z0X-SM02TX | 0 | 0 | 10.052 | 0
RC68-2201 | FC,Chlorine,black/blue ABS, 20F cable,output 4-20MA,0-10PPMT | 0 | 986.38 | 237.06 | 170.945 | Lab-Ovh
NH45-SEMI | Elec,ISE,Epoxy,PVCM,DJ#SL0056 | 0 | 59.3 | 14.609 | 5.223
NH45-SEMI-120 | Elec,ISE,PVC,PVCM,DJ#NH45Q-POO-D0X-GX06XX | 11 | 57.03 | 36.222 | 35.008 | PROX Lab
NH4-HST | Solu,Ammonium Standard(High),100ppm NH4+ as N,500mL,Vern | 0 | 10.91 | 0.684 | 0.684
NH4-LST | Solu,Ammonium Standard(Low), 1 ppm NH4+ as N,500mL,Verni | 0 | 10.91 | 0.684 | 0.684
C32-010-IA | Sub,Cable,IA,C32,10 Feet,German Din:77180223,Cable:99030045 | 0 | 0 | 10.453 | 0 | Lab-Ovh
NH61-SEMI | Elec,ISE,PVC,PVC M,MONO#NH61V-P00-X0X-G01XX,(SL0078) | 0 | 57.03 | 20.889 | 1.114 | PROX Lab
NH75-0001 | Elec,ISE,PVC,PVC M,MONO#NH75V-P00-X0X-SX9HY5 | 0 | 102.08 | 12.356 | 6.979
C80-010-BY | Sub,Cable,Coax,RG174,10F,Male BNC,Black Shrink Tube | 0 | 0 | 4.412 | 0 | Lab-Ovh
NHB1-0001 | Elec,ISE,ABS BK,PVC M,MONO#NHB1A-P00-X0X-X000FB | 0 | 185.28 | 5.335 | 1.171
NHB9-0001 | Elec,ISE,ABS BK,PVC M,SJ#NHB9A-P00-S0X-X000FB | 1 | 113.8 | 24.619 | 23.125 | PROX Lab
NHB9-M001 | Elec,ISE,ABS BK,PVC M,Sleeve,SJ#NHB9A-P00-S0X-X000FB | 0 | 0 | 8.775 | 0
NHGB-SEMI | Elec,ISE,Ryton,PVC M,MONO#NHGBZ-P00-X0X-G01XX | 0 | 58.74 | 4.881 | 0.0097
NHI9-0001 | Elec,ISE,PVC,PVC M,Special#NHI9V-P00-WMX-X000L6 | 0 | 0 | 15.751 | 0
873CC-AIYCNZ-7 | CONTACTING CT ANALYZER,120VAC,4-20MA,METAL PIPE MOUNT,CSA,SD | 0 | 299.47 | 108.797 | 608.104 | Lab-Ovh
PH12-1P21Q-ZZ | Elec,12MM PH/ORP,Dome,Peek,225MM,PT100,VP CONN,No Agency Cer | 0 | 448.1 | 509.035 | 0 | Lab-Ovh
NO11-SEMI | Elec,ISE,Epoxy BK,PVC M,MONO,SL0007#NO11L-P00-X0X-X000XX | 0 | 52.71 | 28.552 | 27.307 | PROX Lab
871PH-1A2A-310M | Elec,PH,1A2A-3,10M Cable Length | 0 | 526.79 | 291.048 | 326.118 | Lab-Ovh
871EC-TF7-3-3M | Elec,CT,TF7-3,3M Cable Length | 0 | 655.66 | 371.785 | 0 | Lab-Ovh
871PH-1D1A-310M | ELEC,871PH-1D1A-3,10M CABLE LENGTH | 0 | 505.38 | 323.596 | 278.281 | Lab-Ovh
871EC-SP0-34-50 | Elec,CT,SP0-34, 50FT Cable Length | 0 | 299.04 | 123.839 | 223.643 | Lab-Ovh
C32-010-BYL | Sub,Cable,Coax,C32,10 Feet,Yellow Boot #65D011 | 0 | 0 | 4.624 | 4.737 | Lab-Ovh
643013-0022P | OSP,Foam bushing,blk,Vinyl 1/4"thk,OD0.625",ID2x0.185" | 0 | 0 | 0.38 | 0.38
NO12-XXX1 | Elec,ISE,Nitrate,PVC,Module,PVCM,Gold Pin#003341 | 1 | 176.89 | 16.155 | 16.155 | Lab-Ovh
NO3-HST | Solu,Nitrate Standard (high),100ppm NO3- as N,500 mL,Ver | 0 | 10.91 | 0.684 | 0.684
MK7F-Z01-SF | S.S Flange Raised Face 1" 150lb 316 RF 1NPT HOLE | 0 | 0 | 125 | 125
MK7F-Z02-SF | S.S Flange Raised Face 1" 300lb 316 RF 1NPT HOLE | 0 | 0 | 163.33 | 163.33
MK7F-Z03-SF | S.S Flange Raised Face 1.5 " 150lb 316 RF 1NPT HOLE | 0 | 0 | 241.67 | 241.67
MK7F-Z04-SF | S.S Flange Raised Face 1.5" 300lb 316 RF 1NPT HOLE | 0 | 0 | 325 | 325
MK7F-Z05-SF | S.S Flange Raised Face 2" 150lb 316 RF 1NPT HOLE | 0 | 0 | 375 | 375
MK7F-Z06-SF | S.S Flange Raised Face 2" 300lb 316 RF 1NPT HOLE | 0 | 0 | 441.67 | 441.67
MK7F-Z07-SF | S.S Flange Raised Face 3" 150lb 316 RF 1NPT HOLE | 0 | 0 | 583.33 | 583.33
MK7F-Z08-SF | S.S Flange Raised Face 3" 300lb 316 RF 1NPT HOLE | 0 | 0 | 663.33 | 663.33
NO43-SEMI | Elec,ISE,Epoxy BK Solid,PVC M,DJ#NO43L-P00-Z0X-X000XX | 4 | 57.57 | 16.365 | 19.22 | PROX Lab
NO43-SES1 | Elec,ISE,ABS BK,PVC M,DJ#NO43A-P00-Z0X- S003TX | 1 | 148.78 | 19.088 | 18.123 | PROX Lab
871PH-1B1A-5-20 | ELEC,871PH-1B1A-5,20FT CABLE LENGTH | 0 | 478.48 | 260.737 | 276.519 | Lab-Ovh
RC67-2102-EC | Elec,RC,Total,0-5V,0-10PPM,Blue membrane cap#RC67A-G02-SNX-Q | 225 | 290.37 | 134.208 | 112.894 | Lab-Ovh
NO61-SEMI | Elec,ISE,PVC,PVC M,MONO#NO61V-P00-X0X-G01XX | 5 | 59.3 | 17.329 | 1.114 | PROX Lab
NO77-0001 | Elec,ISE,PVC,PVC M,DJ#NO77V-P00-Z0X-C010TX | 0 | 356.14 | 33.455 | 28.422
NO77-0001-03B | Elec,ISE,PVC,PVC M,DJ#NO77V-P00-Z0X-C003BX | 0 | 0 | 21.713 | 0
NO77-0006 | Elec,ISE,PVC,PVC M,DJ#NO77V-P00-Z0X-C006BX | 0 | 0 | 26.981 | 0
NO77-AL01 | Elec,ISE,PVC,PVC M,DJ#NO77V-P00-Z0X-CX50SS | 0 | 0 | 27.524 | 0
CCDCTR2034SSC | Elec,COND,K=1.0,PT1000,20FT CABLE, 3/4" NPT,SS TAG,CAL CERT | 0 | 285 | 123.202 | 119.291 | Lab-Ovh
NOB9-0001 | Elec,ISE,ABS BK,PVC M,SJ#NOB9A-P00-S0X-X000FB | 0 | 266.16 | 21.327 | 19.834 | PROX Lab
NOI9-0001 | Elec,ISE,PVC,PVC M,Special#NOI9V-P00-WMX-X000L6 | 0 | 0 | 12.465 | 0
ODO-GRD | Acce,ODO guard. ROHS2 Vernier#DOL1-MG01 #482016 | 0 | 44.19 | 9.701 | 8.531 | Lab-Ovh
OE-2 | Elec,ORP,CPVC,PT Disc,DJ#R0ACC-F99-B0X-C003WBMC | 0 | 48.2 | 38.581 | 19.84 | Lab-Ovh
OR3000LMR(310) | Elec,ORP,Glass,GD Disc,#RL31G-G00-X0X-GX06TX(A38-12A) | 14 | 194.65 | 105.239 | 105.239 | Lab-Ovh
P1016 | Elec,ODO,SS316#DOP1-U001-M10 | 0 | 0 | 300.424 | 0
7593AT8V-170-5 | Sub,pH,SJ,5,12x170mm Length, Refill | 0 | 0 | 0.094 | 0
7596ANN2-090-5D | Sub,pH/ORP,SJ,12x090mm Length | 15 | 0 | 19.854 | 10.743 | Lab-Ovh
E0121FA | Nipple,Pipe 1 1/4" NPT SS | 6 | 0 | 11.85 | 10.94
7317AA-5 | Sub,pH,Mono,5,12x120mm Length | 44 | 0 | 2.828 | 2.686 | Lab-Ovh
7317AT-130-5D | Sub,pH,Mono,5D,12x130mm Length | 0 | 0 | 0.078 | 0
PB43-SEMI | Elec,ISE,Epoxy BK Solid,Solid State,DJ#PB43L-S00-Z0X-X000XX | 1 | 59.3 | 30.211 | 30.211 | PROX Lab
PE-2 | Elec,pH,CPVC,ASGV,DJ#H0ACC-F99-B0X-C003WBMC | 0 | 40.74 | 36.957 | 15.28 | Lab-Ovh
PH-707-B-STEM | Raw,pH stem glass# | 0 | 0 | 0.01 | 0.0097
PH1000LMR(310) | Elec,pH,Glass,ASGIII,_#HL31G-T00-X0X-GX06TX(A38-10) | 1 | 34.12 | 20.26 | 19.872 | PROX Lab
PH-BTA-CH | Elec,pH,PC,ASGVIII,SJ#XPH-BTA5X | 0 | 25.04 | 15.8429 | 14.514
PH-BTA-VAL | Elec,pH,PC,ASGVIII,SJ#XPH-BTA5X | 0 | 25.04 | 16.5 | 16.5048
PHC735 | Acce,Glass stem# | 44 | 8.11 | 4.16 | 4.46
PH-SS | Solu,pH/ORP Electrode Storage, 500 mL, Vernier | 0 | 10.91 | 0.684 | 0.684
DIGITANA-027 | Elec,pH,CPVC,ASGIII,DJ#H077-0034,TNC#77021220 | 3 | 125 | 43.429 | 43.429 | Lab-Ovh
PINPOINTNO3 | Elec,ISE,Nitrate,Blk ABS,PVC M,DJ#NO43A-P00-Z0X-S006BX | 32 | 68.19 | 25.922 | 24.148 | PROX Lab
PINPOINTORP2 | Elec,ORP,PC Red,PT Disc,SJ#R035N-F00-S0X-S010BX * | 0 | 15.31 | 10.4857 | 10.1734
PINPOINTORP2-NP | Elec,ORP,PC Red,PT Disc,SJ#R035N-F00-S0X-S010BX | 0 | 15.9 | 10.0714 | 9.7531
P-PHGBFPT10MBN | Elec,pH,Ryton,ASGV,DJ#H0GBZ-F01/04-B0X-CM10BT | 10 | 246.75 | 59.882 | 59.882 | PROX Lab
C80-X03-FP | Sub,Cable,Coax,RG174,3 inches,TNC#77021220 | 0 | 0 | 13.949 | 13.425 | Lab-Ovh
PPM04-PRO | Elec,ISE,ABS BK,_,MONO#CL54A-D00-X0X-X000FB | 77 | 107.29 | 60.556 | 38.785 | PROX Lab
368400.00000-SF | Elec,pH,Mono,12x120mm,Glass,ASG VII#H0P2G-07-01 | 72 | 0 | 8.9964 | 6.12
368404.00000-SF | Elec,pH combo,GLS,ASGVIII,#H0P2G-07-11 | 1 | 0 | 11.6735 | 9.05
368418.00000-SF | Elec,pH,Glass,12x110mm,,ASG VIII,DJ,Ceramic Wick#H0P4G-07-01 | 25 | 0 | 12.227 | 8.3155
PS-3516 | Elec,ISE,Epoxy Clear,PVC M,DJ#NH12Q-P00-Z0X-X000BX | 0 | 114.12 | 58.579 | 51.761 | PROX Lab
PS-3517 | Elec,ISE,ABS BK,ASI G,MONO#COB9A-G00-X0X-X000FB | 2 | 100.75 | 36.652 | 31.588 | PROX Lab
PS-3518 | Elec,ISE,Epoxy Clear,PVC M,DJ#CA12Q-P00-Z0X-X000BX | 0 | 111 | 74.28 | 74.28 | PROX Lab
368429.00000-SF | Elec,Ref,Glass,SJ,12x30mm,0.5"Ceramic Pin,#F0P1G-07-01 | 3 | 0 | 7.6267 | 5.1882
PS-3520 | Elec,ISE,Epoxy Clear,PVC M,DJ#KT12Q-P00-Z0X-X000BX | 0 | 111 | 67.811 | 59.853 | PROX Lab
PS-3521 | Elec,ISE,Epoxy Clear,PVC M,DJ#NO12Q-P00-Z0X-X000BX | 0 | 101.21 | 40.549 | 33.028
PX/FBFD-SX14 | Acce,Cable,coax,#PX/FBFD-SX14 | 0 | 0 | 4.416 | 4.158 | Lab-Ovh
PX12137 | Solu,pH/ORP Electrode Cleaning, 500mL | 0 | 10.64 | 0.684 | 0.0097
PX12138 | Solu,pH/ORP Storage, 500mL | 0 | 9.98 | 0.684 | 0.0097
19804007 | Raw,Powder dispenser Piston clear Polycarbonate (AQ0165) | 0 | 0.87 | 0.35714 | 0.36
PHCR-30-10BMS | Acce,Patch,HCR,10mmODx0.03"H,blk Silicone Overcoat | 2 | 296.93 | 475.385 | 0 | Lab-Ovh
DOPO2-PROBE | Elec,ODO,1"ODx10"L,SS, w/EOM&TC,w/USBinterface,1 extra patch | 0 | 2755.25 | 0 | 0
PAP-30-300 | Sub,Patch,AP,3"ODx0.76mm(0.03")T,PMMA disk,AP overcoat only | 0 | 0 | 43.866 | 0 | Lab-Ovh
R011-0019 | Elec,ORP,Glass,PT Band,SJ#R011G-P00-S0X-SX18PX | 5 | 143.84 | 40.606 | 40.606 | PROX Lab
PAP-30-300BA | Sub,Patch,AP,3"ODx0.76mm(0.03")T,PMMA disk,BA overcoat | 0 | 0 | 51.085 | 0 | Lab-Ovh
R014-0001 | Elec,ORP,Glass,PT Band,SJ#R014G-P00-R0X-S003BX | 0 | 0 | 17.663 | 0
PAPN-30-300 | Sub,Patch,AP1400,3"ODx0.76mm(0.03")T,PMMA disk,AP Only | 0 | 0 | 5.105 | 5.482
871EC-SP0-K | ELEC,CT,SMALL BORE PEEK,100K,20FT CABLE,SPADE LUGS,KALREZ | 0 | 293.32 | 133.715 | 145.688 | Lab-Ovh
BVA-PHA2V24-D | BALL VALVE,PH10/ORP10,TI,VITON,0-24",2"ANSI150#FLANGE | 0 | 5913.31 | 5409.256 | 5066.226 | Lab-Ovh
BVA-PHA2V32-AD | BALL VALVE,PH10/ORP10,TI,VITON,0-32",INSERT ONLY,2"ANSI150#F | 0 | 2931.91 | 2702.202 | 2346.347 | Lab-Ovh
R031-0005 | Elec,ORP,Plastics BK Smoke,GD Disc,DJ#R031B-G00-D0X-S003BX | 0 | 0 | 35.185 | 0
R031-0009 | Elec,ORP,Plastics BK Smoke,PT Band,DJ#R031B-P00-D0X-S003BX | 9 | 117.6 | 47.922 | 17.247 | PROX Lab
R031-0012 | Elec,ORP,Plastics BK Smoke,PT Band,DJ#R031B-P00-D0X-S010BX | 2 | 88.19 | 31.994 | 45.448 | Lab-Ovh
R031-0015 | Elec,ORP,Plastics BK Smoke,PT Band,SJ#R031B-P00-S0X-S020BX | 0 | 0 | 21.061 | 0
R031-0015-M10 | Elec,ORP,Plastics BK Smoke,PT Band,SJ#R031B-P00-S0X-SM10BX | 0 | 0 | 24.236 | 0.0097
R031-0020 | Elec,ORP,Plastics BK Smoke,PT Band,DJ#R031B-P00-D0X-S020BX | 3 | 105.93 | 36.078 | 47.127 | Lab-Ovh
R031-PS01 | Elec,ORP,Plastics BK Smoke,PT Disc,SJ#R031B-F00-S0X-X000BX | 0 | 22.81 | 13.6571 | 13.3367
R035-0001 | Elec,ORP,PC,PT Band,SJ#R035N-P00-S0X-S003BX | 4 | 142.1 | 11.32 | 11.32
R035-0002 | Elec,ORP,PC,PT Band,DJ#R035N-P00-D0X-S003BX | 0 | 0 | 18.503 | 0.0097
R035-0003 | Elec,ORP,PC,PT Disc(2.5mm),SJ#R035N-F00-S0X-S003BX | 0 | 0 | 9.542 | 5.514
R035-0003-EP | Elec,ORP,Epoxy Red,PT Disc,SJ#R035R-F00-S0X-S003WB | 0 | 47.68 | 7.991 | 0
R035-0004 | Elec,ORP,PC,PT Band,DJ#R035N-P00-D0X-SM10BX | 0 | 76.8 | 28.708 | 15.133
R035-0008 | Elec,ORP,PC,PT Band,SJ#R035N-P00-S0X-S010BX | 0 | 0 | 28.19 | 11.658
R035-0010 | Elec,ORP,PC,PT Band,DJ#R035N-P00-D0X-S010BX | 1 | 96.73 | 29.579 | 22.985 | Lab-Ovh
R035-9002 | Elec,ORP,PC,GD Disc,SJ#R035N-G00-S0X-S010WB | 0 | 60 | 44.85 | 51.26
R035-AQ01 | Elec,ORP,PC,PT Band,SJ#R035N-P00-S0X-S003WB | 0 | 0 | 29.5837 | 16.1
R035-BSV01 | Elec,ORP,PC,GD Disc,SJ#R035N-G00-S0X-XM06WB | 0 | 41.48 | 45.4286 | 29.381
M01-061-002 | Sub,Body,Blk Polymer,.475"ODx4.92"L,T J.0.235"#R0ADS-04-04 | 44 | 0 | 12.999 | 12.438 | Lab-Ovh
R035-P001 | Elec,ORP,PC,PT Disc,SJ#R035N-F35-SPAX-F010TX | 0 | 0 | 67.093 | 0
R035-SP001 | Elec,ORP,PC,PT Disc,SJ#R035N-F00-S0X-S003WB | 0 | 18.09 | 9.5143 | 9.1869
R035-SP001-2M | Elec,ORP,PC,PT Disc,SJ#R035N-F00-S0X-SM02WB | 0 | 16.82 | 12.0143 | 11.6921
R035-SP001-5M | Elec,ORP,PC,PT Disc,SJ#R035N-F00-S0X-SM05WB | 0 | 132.44 | 11.7143 | 7.397
M26-017-018 | Sub,Junction,Porous Teflon,0.405"ODx0.25"L#rR0ADS-04-03 | 0 | 0 | 9.806 | 9.292 | Lab-Ovh
R035-SP001-M03 | Elec,ORP,PC,PT Disc,SJ#R035N-F00-S0X-SM03WB | 0 | 106.36 | 10.4857 | 10.1716
R035-SP001-S8 | Elec,ORP,PC,PT Disc,SJ#R035N-F00-S0X-X000NA | 0 | 170.88 | 10.3714 | 10.0518
R035-SP002 | Elec,ORP,PC,PT Disc,SJ#R035N-F00-S0X-S003WB | 0 | 38.38 | 9.2725 | 11.536
M1007-HF | Elec,pH stem,0.195"ODx1.5"L,ASG III,IFS(6),w/450139,119004 | 0 | 18.76 | 5.677 | 5.62 | Lab-Ovh
R035-SP004 | Elec,ORP,PC,GD Disc,SJ,2mmFIBER#R035N-G00-S0X-SM02WB | 0 | 33.71 | 20.5143 | 20.3608
R035-SP008 | Elec,ORP,BLK PC,GD Disc,SJ#R035N-G00-S0X-S003WB | 0 | 203.76 | 20.6429 | 12.942
EMC-PHP1-30MH | Elec,pH,Ryton,ASGV,Flat,DJ#PT1000,Preamp,30M | 0 | 293.45 | 121.452 | 0 | Lab-Ovh
R035-WA01 | Elec,ORP,PC,PT Disc,DJ#R035N-F04-D0X-C015TX | 1 | 98.8 | 37.228 | 46.746 | Lab-Ovh
R048-0001 | Elec,ORP,PC,Red,PT Band,SJ#R048N-P00-S0X-S010WB | 3 | 105.85 | 31.117 | 43.073 | Lab-Ovh
R048-0015 | Elec,ORP,PC Red,PT Band,SJ#R048N-P00-S0X-S010WB* | 0 | 104.84 | 31.129 | 44.01 | Lab-Ovh
R054-0018 | Elec,ORP,ABS BK,PT Disc,DJ#R054A-F00-B0X-SX18BX | 0 | 0 | 8.043 | 0
SI1I11C8-128 | Sub,stem,pH,ASG VIII,0.195"x5.03"L#H035N-Q2-01 | 0 | 0 | 0.013 | 0
XC-PTSA201-NSGT | XC-PTSA201,NO solution groud,BT,NO TEE,NO EXTENSION CABLE | 0 | 1625 | 280.69 | 0 | Lab-Ovh
XC-PTSA201-NT | XC-PTSA201,BT,NO TEE,NO EXTENSION CABLE | 0 | 1625 | 280.69 | 0 | Lab-Ovh
R076-14PI | Elec,ORP,PVC,PT Disc,SJ#R076V-F00-S0X-X000FB | 7 | 91.65 | 42.574 | 38.072 | PROX Lab
871FT-3G2D3C-P | ELEC,FT CT,IND-HI,2",HAST,PEEK,ANSI150,PT100,CHEMRZ | 0 | 6918.55 | 5592.971 | 0 | Lab-Ovh
R077-0001 | Elec,ORP,CPVC,PT Band,DJ#R077C-P00-D0X-S010BX | 4 | 229.7 | 51.6 | 53.507 | Lab-Ovh
R077-0002 | Elec,ORP,CPVC,PT Band,DJ#R077C-P00-D0X-S020BX | 7 | 208.04 | 55.121 | 55.121 | Lab-Ovh
R077-0003 | Elec,ORP,PVC,PT Band,DJ#R077V-P00-D0X-S010TX | 2 | 237.64 | 55.137 | 55.025 | Lab-Ovh
EP485QSP0025MXX | Acce,Calibration Plug for 871EC | 0 | 229.21 | 103.908 | 103.116 | Lab-Ovh
R077-14PI-6M | Elec,ORP,PVC,PT Band,SJ#R077V-P00-S0X-SM06TX | 1 | 126.82 | 39.506 | 38.192
R077-PC02 | Elec,ORP,Teflon,PT Disc,DJ#R077M-F00-D0X-S020TX | 2 | 139.75 | 48.764 | 47.689 | PROX Lab
77070001 | Raw,LED,450nm,TO-18 | 18 | 0 | 1.2495 | 0.85
R081-0001 | Elec,ORP,PVC,PT Band,DJ#R081V-P00-D0X-S010BX | 0 | 0 | 23.497 | 0.0097
R087-0001-3M | Elec,ORP,PVC,PT Disc,DJ#R087V-F00-B0X-SM03BX | 0 | 0 | 34.852 | 0.0097
R087-14PI | Elec,ORP,PVC,PT Disc,DJ#R087V-F00-B0X-YM06TX | 0 | 160.81 | 51.961 | 59.555 | PROX Lab
R087-DP01 | Elec,ORP,PVC,PT Disc,DJ#R087V-F01-D0X-CW001TX | 0 | 0 | 27.082 | 0 | Lab-Ovh
SI1L1V1J-127 | Sub,stem,ORP,0.04"Pt wire w/ball,0.235"ODx5"L#RE54A-01-02 | 19 | 0 | 11.732 | 12.722 | Lab-Ovh
7792A1DN-093 | Sub,stem,ORP,Pt Band,DJ,Anlr,0.47"/0.195x3.66"L#R077C-D1-01 | 0 | 0 | 23.824 | 0 | Lab-Ovh
R087-SA01 | Elec,ORP,CPVC,GD Disc,DJ#R087C-G00-B0X-S002BX | 0 | 0 | 25.268 | 0.0097
R0AC-0001 | Elec,ORP,CPVC,PT Disc,DJ#R0ACC-F99-B0X-C010WBMC | 7 | 52.99 | 40.213 | 40.213 | Lab-Ovh
R0B1-0010 | Elec,ORP,ABS BK,PT Band,SJ#R0B1A-P00-S0X-X000FB | 0 | 189.53 | 15.777 | 9.967
R0C1-0001 | Elec,ORP,ABS BK,PT Disc,SJ#R0C1A-F00-S0X-X000BX(C670-100022) | 0 | 16.54 | 9.3429 | 9.0227
6690025 | Raw, Emerson pH Sensing Glass General Purpose Formula | 0 | 0 | 0 | 0
M01-063-002 | Sub,Body,Blue Polymer.476"ODx2.95"L,2 O-Rings,no Guard | 309 | 0 | 2.472 | 2.383 | Lab-Ovh
77030033 | RAW, PCB Assy, Pressure, USB Modbus, Proteus | 10 | 0 | 71.736 | 48.8
M07-061-001 | Sub,Tube,Black Polymer,OD12mm x120mm L.,2 holes 0.165",K=0.1 | 17 | 0 | 2.28 | 2.262 | Lab-Ovh
R0GB-P001-AGL | Elec,ORP,Ryton,PT Disc,DJ#R0GBZ-F00-BPX-F020TX | 0 | 0 | 79.619 | 0.0097
R0GB-P201-10M | Elec,ORP,Ryton,PT Disc,DJ#R0GBZ-F00-BPX-FM10TX | 0 | 0 | 46.123 | 0
R0LZ-146B | Elec,ORP,CSH,170mm wire,SJ#R0LZX-Z00-R0X-Z003BX | 0 | 84.78 | 22.77 | 23.579
R0LZ-220A | Elec,ORP,CSH,220mm wire,SJ#R0LZX-Z00-R0X-Z003BX | 0 | 0 | 22.77 | 0
R0PC-0003 | Elec,ORP,PVC,PT Band,SJ#R0PCV-P00-A0X-SX03TX | 3 | 95.75 | 17.748 | 16.372
R0SM-0001 | Elec,ORP,PC,PT Pin,_#R0SMN-W00-X0X-S003FB | 16 | 36.74 | 15.46 | 15.46 | PROX Lab
BS811MN-20 | CABLE ASSY,20FT | 0 | 0 | 39.715 | 0
4701AAV-130-5 | Sub,pH,DJ,X-5,Refill,4mm,ReducedTip,AnnularJunction,130mm L. | 2 | 0 | 0.563 | 0.358
SI1G4L1A-130-5F | Sub,Stem,pH,5F,130mm Length | 20 | 0 | 0.013 | 0.01
7317AA-090-5 | Sub,pH,Mono,5,12x090mm Length | 0 | 0 | 0.057 | 0
XC-CHLAB2 | Elec,Fluoro Chlorophyll-A+B,Ti,NTC-30K,TeledyneCONN,RS485 | 0 | 1850 | 406.768 | 406.768 | Lab-Ovh
XC-CHLAB101-SD | Elec,Fluoro Chlorophyll-A+B,Ti,0.875x4.7",NTC-30K,0-3V,T | 0 | 0 | 209.08 | 0 | Lab-Ovh
C32-M02-IA | Sub,Cable,IA,C32,2M,German Din:77180223,Cable:220013 | 0 | 0 | 9.598 | 9.604 | Lab-Ovh
RC67-0101 | Elec,RC,Total,0-5V,0-2PPM#RC67A-G02-SNX-X003TX | 0 | 0 | 151.45 | 0 | Lab-Ovh
RC67-0101-1.3M | Elec,RC,Total,0-5V,0-2PPM#RC67A-G02-SNX-X004TX | 0 | 0 | 157.999 | 0.0097 | Lab-Ovh
RC67-0201 | Elec,RC,Total,4-20MA,0-2PPM#RC67A-G02-SNX-X003TX | 0 | 541.47 | 151.45 | 114.786 | Lab-Ovh
RC67-1101 | Elec,RC,Total,0-5V,0-5PPM#RC67A-G02-SNX-X003TX | 0 | 0 | 150.27 | 0 | Lab-Ovh
RC67-1201 | Elec,RC,Total,4-20MA,0-5PPM#RC67A-G02-SNX-X003TX | 1 | 583.53 | 155.297 | 118.477 | Lab-Ovh
RC67-2101 | Elec,RC,Total,0-5V,0-10PPM#RC67A-G02-SNX-X003TX | 0 | 0 | 151.45 | 109.779 | Lab-Ovh
RC6721014P006 | Elec,RC,Total,0-5V,0-20PPM#RC67A-P02-SNX-Q006 | 0 | 0 | 160.329 | 0.0097 | Lab-Ovh
RC67-2101-EC | Elec,RC,Total,0-5V,0-10PPM#RC67A-G02-SNX-Q003MX | 0 | 290.37 | 134.39 | 124.532 | Lab-Ovh
RC67-2201 | Elec,RC,Total,4-20MA,0-10PPM#RC67A-G02-SNX-X003TX | 0 | 551.99 | 151.45 | 123.954 | Lab-Ovh
M07-003-073 | Sub,Tube,316SS,Conductivity K=0.1,0.75"ODx16"L,4-Guard. | 4 | 0 | 25.535 | 30.882 | Lab-Ovh
RC673-0201 | Elec,RC,Total,4-20MA,0-2PPM,2wire LOOP#RC673A-G02-SNX-X003TX | 0 | 640.28 | 150.969 | 175.391 | Lab-Ovh
RC67-3101 | Elec,RC,Total,0-5V,0-20PPM#RC67A-G02-SNX-X003TX | 5 | 541.47 | 151.45 | 114.786 | Lab-Ovh
RC673-1201 | Elec,RC,Total,4-20MA,0-5PPM,2wire LOOP#RC673A-G02-SNX-X003TX | 0 | 0 | 150.969 | 54.311 | Lab-Ovh
RC673-1201-2M | Elec,RC,Total,4-20MA,0-5PPM,2wire LOOP#RC673A-G02-SNX-XM02TX | 0 | 0 | 162.43 | 0 | Lab-Ovh
RC67-3201 | Elec,RC,Total,4-20MA,0-20PPM#RC67A-G02-SNX-X003TX | 0 | 535.91 | 151.45 | 126.172 | Lab-Ovh
RC673-2201 | Elec,RC,Total,4-20MA,0-10PPM,2wireLOOP#RC673A-G02-SNX-X003TX | 0 | 621.63 | 150.969 | 150.969 | Lab-Ovh
RC67-MEM1 | Elec,ISE,Residual chlorine membrane,RC67A-V6-11 | 383 | 56.42 | 5.55 | 4.715 | Lab-Ovh
RCAB-6701-SEMI | Elec,RC, w/o body,4-20mA output,0-2ppm range | 0 | 0 | 116.448 | 0.0097
RCAB-6702-SEMI | Elec,RC, w/o body,4-20mA output,0-5ppm range | 0 | 0 | 116.448 | 112.167
RCAB-6703-SEMI | Elec,RC, w/o body,4-20mA output,0-10ppm range | 0 | 0 | 116.448 | 0
RCAB-6704-SEMI | Elec,RC, w/o body,4-20mA output,0-20ppm range | 0 | 0 | 116.448 | 0
BS811WW-5M | Acce,Cable Assembly,5M | 0 | 0 | 16.652 | 0
RE54-0010 | Elec,ORP,ABS BK,PT Band,DJ#RE54A-P00-D0X-S010SB | 0 | 0 | 33.236 | 0.0097
RE54-0036 | Elec,ORP,ABS BK,PT Band,DJ#RE54A-P00-D0X-S036BX | 0 | 0 | 24.642 | 0
RE54-1000 | Elec,ORP,ABS BK,PT Band,DJ#RE54A-P00-W0X-X000FB | 0 | 77.82 | 36.123 | 36.123 | PROX Lab
RE54-AC0G | Elec,ORP,ABS BK,GD Disc,DJ#RE54A-G00-D0X-X000FB | 0 | 0 | 32.156 | 0
RE54-COM1 | Elec,ORP,ABS BK,PT Band,DJ,with Pad Print Logo. | 0 | 77.14 | 35.49 | 35.49 | Lab-Ovh
RE54-COMG | Elec,ORP,ABS BK,GD Disc,DJ,with Pad Print Logo. | 0 | 87.6 | 51.239 | 51.239 | Lab-Ovh
RE54-EKIT | Elec,RE54-E001&BL-R02 #93032022 kit | 15 | 58.75 | 30.126 | 30.126 | Lab-Ovh
BS809SA | SENSOR BODY ASSY,UNIVERSAL | 0 | 0 | 1278.388 | 0
RE54-K010 | Elec,ORP,ABS BK,PT Band,DJ#RE54A-P00-W0X-X000FB | 0 | 155.54 | 34.66 | 30.521 | Lab-Ovh
REFAgCl-DJ | Elec,Ref,Glass,No Sensing Mem,DJ#F0P2G-X00-D0X-X000NA | 0 | 0 | 6.065 | 0
REFAgCl-SJ | Elec,Ref,Glass,No Sensing Mem,SJ#F0P2G-X00-S0X-X000NA | 0 | 0 | 4.912 | 0
BS806VY | LOWER HOUSING ASSY, IT | 0 | 0 | 35.408 | 0
RF0001-04 | Solu,4M KCl | 0 | 0 | 0.0097 | 0
BS809QN | SENSOR BODY,UNIV,6",GFN3 | 7 | 0 | 1110 | 1110
2779092-003T | Elec,Dual Plat,SJ,12X110mm,Glass,Sealed,Blk Strain Relief. | 107 | 144.9 | 50.828 | 50.828 | Lab-Ovh
H011-3165 | Elec,pH,Glass,ASGIII,DJ#H011G-T00-D0X-SM05BX | 0 | 120.95 | 5.941 | 0
CT42-TP01 | Elec,CT,Epoxy,Black,Carbon,K=0.45,PTK,CVILUX 6-pin connector | 0 | 64.26 | 37.3857 | 33.22
444023-0012 | Sub,Body,Black Kynar,1"ODx0.72"IDx3"L#H0T3K-24-01 | 27 | 0 | 4.138 | 3.83
11251345 | Raw,Foil,Platinum, 99% pure, 45mm x 180mm x 0.2mmThick | 0 | 1757.6 | 1757.6 | 1757.6
11259996-PT | MRO,Crucible PT,15ml,Reinforced Rim & Base | 1 | 1485 | 1929.3495 | 795
M07-003-076 | Sub,CT tube,SS 316,0.5"ODx3.29"L,K=1.0,C621 & C621H | 11 | 0 | 4.35 | 0
247005-10 | Raw,PCB assy with S1 -0 ohm RES,RC67 (RC67A-06-07)ROHS3# 20C | 3773 | 0 | 15.479 | 13.46
SI1L1V1B-050-5D | Sub,Stem,pH,GX-5D,050mm Length | 54 | 0 | 0.008 | 0
B4016PA | LABEL, 2.25 x 1.25 ILS 215, LS10129720 | 0 | 0 | 0 | 0
X0173TH | BLEED TUBE CAP. 130 | 0 | 0 | 2.6 | 0
XS004DL | SURFACTANT | 0 | 0 | 0 | 0
444014-0002 | Sub,Housing,1.05"ODx5"L,3/4"NPT,,Kynar,Red.ROHS2,ASAGF-04-02 | 50 | 0 | 33.017 | 5.363 | Lab-Ovh
0051177 | 1-1/2 C20 BUSHING/UNIVERSAL | 0 | 407.98 | 116.584 | 0
RF0005-01 | Solu,RF for Calcuim | 0 | 0 | 0.0097 | 0
0022716 | Acce,Kit,Ref Cavity 316L | 0 | 218.18 | 71.108 | 45.841 | Lab-Ovh
BS807RV | KIT,REPL 3 MEM | 0 | 971.03 | 277.438 | 0 | Lab-Ovh
RF0007-01 | Solu,Reference Filling Solution for Chloride, 1oz | 0 | 0 | 0.0097 | 0
RF0007-01B | Solu,Reference Filling, 10% KNO3, 1oz | 0 | 0 | 0.0097 | 0
BS805JL | Acce,Flange,DIN 50,316SS | 0 | 1228.93 | 358.602 | 0 | Lab-Ovh
0061101-005FT | Cable,Extension Cable Assy, 5FT | 0 | 68.95 | 19.135 | 0 | Lab-Ovh
A01871AALA | Cert, CS-E/AAA Certificate Document | 0 | 75 | 0 | 0
BS814NC | Upper Hsg Agency ATEX - PH12S | 0 | 0 | 24.854 | 0
CT25-OND1 | Elec,CT,ABS BK,Carbon,K=1.0,10K#CT25A-C02-10X-F003B2 | 0 | 33.05 | 16.9286 | 16.8
ISTEK-392 | Elec,pH/ORP,XVD,PT BAND,DJ,3/4"MNPT,LTJ,PT1K,25FT,T | 2 | 172.94 | 64.383 | 59.771 | Lab-Ovh
M17-003-022 | Sub,Pin, SS 316L,0.5"ODx2.25"L,Conductivity K=0.1 For C35 | 16 | 0 | 6.992 | 7.089 | Lab-Ovh
M09-005-016 | Sub,Insert,PEEK, K=0.1,SS 316L Tube For C35 | 36 | 0 | 8.259 | 8.982 | Lab-Ovh
BS813CV | AUTOCLAVE CAP | 4 | 0 | 250 | 250
HR61-PC11 | Elec,pH,Ryton,ASGV,Flat,DJ#HR61Z-F04-B0X-CM10TX | 1 | 124.21 | 62.445 | 58.593 | Lab-Ovh
R00417A | Battery Protector | 0 | 0 | 0 | 0
00077994 | Raw, Glass Boro Disk 8mm Disk (P-HCR-30-8mm-Black) | 96 | 0 | 4.69 | 4.69
88000009 | Raw, Label Electrode Logo Label for HORIBA 3200787256 | 9200 | 0 | 0.2834 | 0.28341
88000010 | Raw, Label Electrode Model Label for HORIBA 3200784848 | 8200 | 0.2435 | 0.2834 | 0.28341
88000012 | Raw, Instruction Manual for HORIBA | 2949 | 0 | 0.2625 | 0.2625
2705011 | Bushing, 1210 CB20 1.5 NPT | 0 | 0 | 75.525 | 0 | Lab-Ovh
D0202QR | RTD, Sanitary 1/2", 100ohms, no 3-A marking | 1 | 0 | 371 | 371
NO12-0001 | Elec,ISE,Nitrate Combo,clear epoxy#NO12Q-P00-Z0X-S003BX | 0 | 484.92 | 41.415 | 0
R035-AQ01-010 | Elec,ORP,PC,PT Band,SJ#R035N-P00-S0X-S010WB | 0 | 41.25 | 24.36 | 0
SI1I1V1C-140-5 | Sub,stem,pH,GX-5,0.195"x5.50"L#H0PTK-02-01 | 19 | 0 | 1.613 | 1.567 | Lab-Ovh
RF0017 | Solu,IFS, Galvanic DO Internal Fill Gel | 0 | 0 | 0 | 0
RF0017-16 | Solu,IFS, Galvanic DO Internal Fill Gel, 500mL | 0 | 42.82 | 0.684 | 0.684
SI1G11KK-135 | Sub,stem,GND,2.5mmPt Disc,0.165"x5.30"L#H0PTK-01-01 | 26 | 0 | 4.506 | 3.688 | Lab-Ovh
RF0017-1L | Solu,DO Galvanic,1L,# | 0 | 0 | 1.07 | 0
RF0017-GA | Solu,DO, Galvanic | 0 | 0 | 1.798 | 0
R035-D026 | Elec,ORP,Pt disc,red PC,DJ,0.9m,BNC,APAC made | 0 | 0 | 0 | 0
CCDBTR2010C0C | COND, K=0.1, PT1000, 20ft cable, 1" MNPT, Cal Cert | 0 | 322 | 124.458 | 143.012 | Lab-Ovh
PHGPG0204C0C | ORP, Platinum, no temp, 20ft cable, 1 1/2" MNPT CPVC BVA, Ct | 1 | 1321 | 572.274 | 592.928 | Lab-Ovh
RF0BR1 | Solu,Reference Fill,1M KNO3,# | 0 | 0 | 0 | 0
RF0BR1-125 | Solu,Bromide,Filling,125mL | 0 | 0 | 0.277 | 0
RF0BR1-1L | Solu,Bromide,Filling,1L | 0 | 0 | 1.07 | 0
RF0BR1-250 | Solu,Bromide,Filling,250mL | 0 | 0 | 0.39 | 0
RF0BR1-500 | Solu,Bromide,Filling,500mL | 0 | 0 | 0.58 | 0
RF0BR1-60 | Solu,Bromide,Filling,60mL | 0 | 0 | 0.253 | 0
RF0CA1 | Solu,Calcium ISE Reference Fill, 1M KCl | 0 | 0 | 0 | 0
RF0CA1-125 | Solu,RFS for Calcium,125mL,# | 0 | 0 | 0.277 | 0
RF0CA1-1L | Solu,RFS for Calcium,1L | 0 | 0 | 1.07 | 0
RF0CA1-250 | Solu,RFS for Calcium,250mL | 0 | 0 | 0.39 | 0
RF0CA1-500 | Solu,RFS for Calcium,500mL | 0 | 0 | 0.58 | 0
RF0CA1-60 | Solu,RFS for Calcium,60mL | 0 | 0 | 0.253 | 0
RF0CB1-125 | Solu,Carbon Dioxide,Filling,125mL | 0 | 9.92 | 3.125 | 3.194 | Lab-Ovh
RC68-D001 | FC,Chlorine,black/blue ABS, 20F cable,output RS485-modbus,T | 0 | 958.72 | 164.012 | 164.012 | Lab-Ovh
RC68-3201 | FC,Chlorine,black/blue ABS, 20F cable,output 4-20MA,0-20PPMT | 0 | 986.38 | 237.06 | 170.945 | Lab-Ovh
P0170UV-0012FT | Acce,Cable,12FT | 0 | 57.49 | 16.324 | 16.427 | Lab-Ovh
RF0CD1 | Solu,Cadmium ISE Reference Fill,1M or 10% KNO3 | 0 | 0 | 0 | 0
RF0CD1-125 | Solu,Cadmium,Filling,125mL | 0 | 0 | 0.277 | 0
RF0CD1-1L | Solu,Cadmium,Filling,1L | 0 | 0 | 1.07 | 0
RF0CD1-250 | Solu,Cadmium,Filling,250mL | 0 | 0 | 0.39 | 0
RF0CD1-500 | Solu,RFS for Cadmium | 0 | 0 | 0.58 | 0
RF0CD1-60 | Solu,Cadmium ISE Reference Fill, 60mL | 0 | 0 | 0.281 | 0
RF0CL1 | Solu,Chloride ISE Reference Fill, 1M or 10% KNO3 | 0 | 0 | 0 | 0
RF0CL1-125 | Solu,RFS for Chloride,125mL | 0 | 0 | 0.277 | 0
RF0CL1-1L | Solu,RFS for Chloride,1L | 0 | 0 | 1.07 | 0
RF0CL1-250 | Solu,RFS for Chloride,250mL | 0 | 0 | 0.39 | 0
RF0CL1-500 | Solu,RFS for Chloride,500mL,#RF0CL1-500 | 0 | 0 | 0.58 | 0
RF0CL1-60 | Solu,RFS for Chloride,60mL | 0 | 0 | 0.253 | 0
00280002 | Raw,Cust,Cable gland w/strain relief,white PVDF,PG7 | 252 | 0 | 0 | 0
RF0CN1 | Solu,Cyanide ISE Reference Fill, 1M or 10% KNO3 | 0 | 0 | 0 | 0
RF0CN1-125 | Solu,Cyanide,Filling,125mL | 0 | 0 | 0.277 | 0
RF0CN1-1L | Solu,Cyanide,Filling,1L | 0 | 0 | 1.07 | 0
RF0CN1-250 | Solu,Cyanide,Filling,250mL | 0 | 0 | 0.39 | 0
RF0CN1-500 | Solu,Cyanide,Filling,500mL | 0 | 0 | 0.58 | 0
RF0CN1-60 | Solu,Cyanide ISE Reference Fill, 60mL | 0 | 0 | 0.281 | 0
44000008 | PNS,Bag, SecurePack 6x6in, 2ml,2000 per roll | 0 | 0 | 0 | 0
RF0CR2 | Solu,Residual Chlorine RC67 Internal Fill Gel (IFG) | 2.375 | 0 | 13.4 | 13.4
RF0CR2-125 | Solu,Residual Chlorine RC67 Internal Fill Gel,125mL | 253 | 53.39 | 2.656 | 2.656 | Lab-Ovh
BULB-GX5 | RAW,GX-5,pH glass formulation for AlpHa APAC only, 500g/Jar | 0 | 267.8 | 0 | 0
RF0CU1 | Solu,Reference Fill,1M KNO3,# | 0 | 0 | 0 | 0
AREF156M-133 | Sub,stem,Ref,0.08"OD Ceramic Pin,0.375"x5.22"L#F0DRG-11-01 | 3 | 0 | 0.069 | 0.062
RREF0009 | Acce,Removable Glass Tube for F0DR-PI02 (RREF0033) | 0 | 0.74 | 0.076 | 0.062
SZ283.001 | Elec,(2)Platinum,(2)Conductor,#2779092-010T,Bubble Wrap (10) | 0 | 105.07 | 57.534 | 49.483 | Lab-Ovh
660181 | Raw,Label.Red,"Freeze Caution",Cust supplied,Gecko | 5000 | 0 | 0 | 0
RF0CU1-60 | Solu,Cupric,Filling,60mL | 0 | 0 | 0.253 | 0
RF0FL1 | Solu,Fluoride ISE Reference Fill, 1M or 10% KNO3 | 0 | 0 | 0 | 0
BS814CC | Acce, 876EC board assembly spare parts | 0 | 103.14 | 30.473 | 30.473 | Lab-Ovh
EP479BA | Raw, outer electrode, 1.5" triclamp,SS316L | 0 | 1245.48 | 358.18 | 0 | Lab-Ovh
RC68-3101-3FT | FC,Chlorine,black/blue ABS, 3F cable,output 0-5V,0-20PPM,T | 0 | 1062.99 | 175.877 | 162.652 | Lab-Ovh
871PH-3G1A | ELEC,PH,RYTON,DOME HT,W/PCB,PT1K,TI,CERAMIC JCT,RYTON,20FT,L | 0 | 478.23 | 246.171 | 235.416 | Lab-Ovh
RF0ID1 | Solu,Reference Fill,1M KNO3,# | 0 | 0 | 0 | 0
875PH-A1F-C | PH/ORP/ISE ANALYZER,120VAC,PANEL,FM,HART | 0 | 447.68 | 133.681 | 388.912 | Lab-Ovh
876EC-TYNA | ELECTRODELESS CT INTELLIGENT TRANSMITTER | 0 | 240.16 | 86.062 | 487.513 | Lab-Ovh
871CC-B4 | ELEC,CONTACTING CT,UNIVERSAL,K=10,TI | 0 | 508.62 | 183.381 | 216.815 | Lab-Ovh
876PH-SXFN-M | PH/ORP/ISE INTELLIGENT TRANSMITTER | 0 | 258.94 | 105.365 | 0 | Lab-Ovh
871EC-UT0-3K | ELECTRODELESS CT,LG BORE PEEK,100K,CABLE PER SO,KALREZ | 0 | 735.63 | 641.89 | 0 | Lab-Ovh
875EC-A1U-AC | ELECTRODELESS CT ANALYZER,120VAC,PANEL,UL,STORM DOOR,HART | 0 | 480.37 | 137.323 | 117.417 | Lab-Ovh
875EC-B2D-A | ELECTRODELESS CT ANALYZER,220VAC,PIPE,IEC,STORM DOOR | 0 | 413.4 | 0 | 0
RF0KT1 | Solu,Potassium ISE Reference Fill, 0.1M NaCl | 0 | 0 | 0 | 0
876PH-TYDN-7 | PH/ORP/ISE INTELLIGENT TRANSMITTER | 0 | 247.41 | 92.732 | 88.61 | Lab-Ovh
PH10-1P1A-FN | Elec,Dolphin PH,Dome Bulb,W/PCB,PT100,10FT Cable,PIN LUG,FM | 0 | 272.64 | 128.969 | 116.46 | Lab-Ovh
873RS-BIWFGZ | RESISTIVITY ANALYZER,220VAC,4-20MA,PANEL MOUNT,FM | 0 | 307.27 | 125.991 | 0 | Lab-Ovh
873EC-AIYFNZ-7 | ELECTRODELESS CT ANALYZER | 1 | 260.79 | 92.036 | 92.036 | Lab-Ovh
875PH-A1U | PH/ORP/ISE ANALYZER,120VAC,PANEL,UL | 0 | 446.29 | 132.093 | 442.078 | Lab-Ovh
871PH-1A2A | Elec,PH,Ryton,Bulb,w/PCB,PT100,CARP,Ceramic Jct,20FT Cable,P | 0 | 506.69 | 274.201 | 259.766 | Lab-Ovh
875EC-C2C-A | ELECTRODELESS CT ANALYZER,240VAC,PIPE,CSA,STORM DOOR | 0 | 503.42 | 165.457 | 0 | Lab-Ovh
873PH-BIXFGZ | PH ANALYZER,220VAC,4-20mA,METAL SURFACE MOUNT,FM | 0 | 393.28 | 209.223 | 513.658 | Lab-Ovh
871FT-3E4B3C3CP | ELEC,FT CT,IND-HI,1",CARP,PVDF,ANSI150,CABLE PER SO,CAL CABL | 0 | 2117.21 | 2801.791 | 2055.915 | Lab-Ovh
871EC-TF2-3C | ELECTRODELESS CT,FLUOROCARBON,CARP,CABLE PER SO,CHEM | 0 | 460.6 | 562.078 | 0 | Lab-Ovh
RF0N31 | Solu,Nitrate ISE Reference Fill, 0.04M (NH4)2SO4 | 0 | 0 | 0 | 0
PH12-4P11Q-PZZ | Elec,12MM ORP,PEEK,120MM,PT100,VP,FFKM,No Agency Cert | 1 | 598.54 | 551.415 | 395.598 | Lab-Ovh
871FT-4E3D3R-CP | ELEC,FT CT,IND-LOW,1",316SS,PEEK,ANSI150,PT1K,CAL CABLE,CHEM | 0 | 3220.24 | 3050.849 | 2509.194 | Lab-Ovh
871CR-C4G4H1B1 | CT R-SENSOR,10,GFPEEK,GP,4" INSERT,1"SS VALVE,PT1K,20FTHT,#6 | 0 | 910.92 | 524.743 | 0 | Lab-Ovh
AREFC3G-099 | Sub,stem,Ref,0.01"Pt/Ag wire,0.115"x3.9"L#F012G-01-02 | 16 | 0 | 0.675 | 0
M02-004-076 | Sub,Cap,Delrin,10mmOD,for 6mm probe body. | 3 | 0 | 0.267 | 0
RF0NA1 | Solu,Sodium ISE Reference Fill, 2M NH4Cl | 0 | 0 | 0 | 0
BVA-PHA1V08-V | BALL VALVE,PH10/ORP10,316SS,VITON,0-8"L,DOUBLE VALVE | 0 | 1696.48 | 1357.265 | 0 | Lab-Ovh
871CR-C5G6E1L3 | CT R-SENSOR,10,NORYL,GP,6"INSERT,3/4"NPT NORYL BUSH,PT1K,CON | 0 | 1686.85 | 1556.087 | 1452.287 | Lab-Ovh
PH10-3N1B-E2 | DOLPHIN PH,FT BULB,PT100,20FT CABLE,VP CONN,EPDM | 0 | 311.66 | 197.331 | 130.724 | Lab-Ovh
PH12-1P12S-CN | 12MM PH,DOME BULB,PEEK 120MM,PT1000,S CONN,CSA | 0 | 750.31 | 635.711 | 0 | Lab-Ovh
876EC-TYAA-M | ELECTRODELESS CT INTELLIGENT TRANSMITTER | 0 | 240.16 | 86.062 | 487.513 | Lab-Ovh
BVA-PHA1V08-A | BALL VALVE,PH10/ORP10,316SS,VITON,0-8"L,INSERT ONLY | 0 | 1610.33 | 1301.612 | 1283.092 | Lab-Ovh
RF0PB1 | Solu,Reference Fill,1M KNO3,# | 0 | 0 | 0 | 0
873EC-AIYCNZ-7 | ELECTRODELESS CT ANALYZER | 0 | 300.18 | 108.353 | 620.006 | Lab-Ovh
FIT12-2RM040K-K | SENSOR HLD PROT,UNGUAD,1"NPT FOR PH12,40MM,KYNAR,KALREZ | 0 | 906.85 | 612.625 | 0 | Lab-Ovh
M10-003-021 | Sub,Nut,SS 316,Cond,1"MPT,for 1/2"Tubing,C621 Style. | 34 | 0 | 5.095 | 0
500236-0005 | Sub,B3 Body,0.5"O-ring groove.no hole,Blk ABS#H0B3A-04-01-R | 14 | 0 | 0.28 | 0.28
RF0PB1-60 | Solu,Lead,Filling,60mL | 0 | 0 | 0.253 | 0
876EC-TWCA-7 | ELECTRODELESS CT INTELLIGENT TRANSMITTER | 0 | 239.73 | 92.922 | 495.988 | Lab-Ovh
ZSEN110X | Elec,ISE,PVC,PVCM,DJ#CAV5V-X00-Z0X-S003BX | 1 | 53.5 | 31.046 | 30.019 | PROX Lab
RF0SS1 | Solu,Silver or Sulfide ISE Reference Fill, 1M or 10% KNO | 0 | 0 | 0 | 0
RF0SS1-125 | Solu,Silver or Sulfide ISE Reference Fill, 125mL | 0 | 0 | 0.308 | 0.0097
BS814QF | PWA,Display,Backlight | 0 | 35.7 | 9.956 | 0 | Lab-Ovh
875PH-A3Z | PH/ORP/ISE ANALYZER,120VAC,SURFACE,NO CERT | 0 | 447.63 | 142.959 | 589.941 | Lab-Ovh
871A-2F-3-3M | Elec,871A-2F-3,3M CABLE LENGTH | 0 | 284.96 | 110.926 | 116.454 | Lab-Ovh
BS811RM-M07 | Acce,7m Patch Cable, stnd temp | 0 | 219.24 | 111.224 | 111.224 | Lab-Ovh
871EC-PP0-34 | ELECTRODELESS CT,SMALL BORE PP,PT100,CABLE PER S.O | 0 | 240.39 | 119.498 | 0 | Lab-Ovh
871EC-PP0-34-10 | Elec,871EC-PP0-34,10FT CABLE LENGTH | 0 | 233.99 | 119.498 | 150.965 | Lab-Ovh
RH38-HDN1 | Elec,pH/ORP,ABS BK,ASGVIII/Pt Disc,DJ#RH38A-L00-D0X-SX04MX | 0 | 82.66 | 49.95 | 62.44
C30-040-BL | Sub,Cable,BL,C30,40 Feet,See Note | 2 | 0 | 17.458 | 19.661 | Lab-Ovh
RC67-D001 | Elec,RC,Total,black ABS,20F cable,output RS485-modbus,T | 0 | 957.65 | 167.714 | 142.204 | Lab-Ovh
RC67G-D001 | Elec,RC,Total,GB Ryton,20F,Digital PCB,output RS485-modbus,T | 0 | 1181.76 | 145.064 | 0 | Lab-Ovh
77033256 | Raw,Cust,PC Board,Lazar,HPHRH-05-01 | 0 | 0 | 0 | 0
RF0ZAG | Solu,Reference Fill, 4M KCl Saturated with AgCl | 2.54 | 0 | 0 | 0
77421500 | Raw,Cust,Resistor,2.7 Mohm,Lazar,HPHRH-05-01 | 0 | 0 | 0 | 0
77421502 | Raw,Cust,Resistor,10 Mohm,Lazar,HPHRH-05-01 | 0 | 0 | 0 | 0
RF0ZAG-500 | Solu,Reference Fill, 4M KCl Saturated with AgCl, 500mL | 0 | 0 | 0.995 | 0.0097
RF0ZAG-GA | Solu,Reference Fill, 4M KCl Saturated with AgCl, Gallon | 0 | 0 | 1.996 | 0.0097
RF0ZL1 | Solu,Reference Fill, 1M LiCl | 0 | 0 | 0 | 0
400392 | Solu, Calcium ISE Standard, 1000ppm as Ca2+, 500mL | 0 | 23.26 | 0.684 | 0
RF0ZL1-250 | Solu,Reference Fill, 1M LiCl, 250mL | 0 | 0 | 0.473 | 0.0097
400429 | Solu, Potassium ISE Reference Fill, 60mL | 0 | 3.28 | 0.281 | 0.333
RF0ZL4 | Solu,4M LiCl | 0 | 0 | 0 | 0
400430 | Solu, Potassium ISE ISA, 500mL | 0 | 20.24 | 0.684 | 0.828
B4015PC | PNS,1.0 x.50" ILS 215 Matte Whte Plyestr,Blank,3ac,5K/rl | 14999 | 0 | 0.024 | 0.02405
SI1G11KK-130 | Sub,stem,GND,2.5mmPt Disc,0.165"x5.10"L#ASAGF-01-01 | 3 | 0 | 4.506 | 0 | Lab-Ovh
414013-130 | Sub, Cut, Lead Free Glass, 4.2mm (0.165") OD X 5.10"L | 0 | 0 | 0.002 | 0
RF0ZNO | Solu,Reference Fill, 4M KCl | 0.5 | 0 | 0 | 0
PH10-2N1A-E2DA | DOLPHIN PH,DOME BULB,NO GUARD,PT100,20FT,LUG,EPDM,IECEx | 0 | 290.04 | 149.832 | 153.286 | Lab-Ovh
F-80TB-20H | Elec,pH,X5,DJ,PT100,Kynar,LTJ,Tuff-Tip,20H | 13 | 675.76 | 137.267 | 137.267 | Lab-Ovh
680079 | PROT-242 W/Custom Foam Case Pelican 1650 | 9 | 0 | 424.2 | 424.2
RF0ZNO-500 | Solu,Reference Fill, 4M KCl ,500mL | 0 | 29.82 | 0.684 | 0.684
6593A1A8-051-8 | Sub,stem,pH,ASG VIII,SJ,Annular,0.325"x2"L#H000G-H2-01 | 3 | 0 | 0.015 | 0
414011-042 | Sub,Cut,Lead Free Glass,8mm (0.325+/-0.005")ODx1.65"L | 0 | 0 | 0.002 | 0
6330SHDJ-110-5 | Sub,Internal,pH,5,110mmLength,Short Junction,Double Junction | 19 | 0 | 0.011 | 0.01
871PH-3F3A | ELEC,PH,RYTON,FLAT BULB,w/PCB,PT1K,316SS,CERAMIC JCT,20FT,LU | 0 | 424.09 | 195.582 | 239.092 | Lab-Ovh
PH10-2N2Q-C | DOLPHIN PH,DOME BULB,NO GUARD,PT1k,VP CONN,CHEM | 0 | 372.75 | 197.477 | 40.221 | Lab-Ovh
875EC-B1F | ELECTRODELESS CT ANALYZER,220VAC,PANEL,FM | 0 | 474.8 | 128.92 | 537.513 | Lab-Ovh
871CR-A2T1B1A1R | CT R-SENSOR,0.1,PVDF,TI,3/4"NPT PVDF,PT1K,20FTCABLE,#6,CERT | 0 | 686.43 | 472.802 | 0 | Lab-Ovh
876EC-TWCN-7 | ELECTRODELESS CT INTELLIGENT TRANSMITTER | 0 | 239.73 | 92.922 | 495.956 | Lab-Ovh
876EC-TWDA-7 | ELECTRODELESS CT INTELLIGENT TRANSMITTER | 1 | 239.73 | 92.922 | 495.988 | Lab-Ovh
875EC-J3F | ELECTRODELESS CT ANALYZER,100VAC,SURFACE,FM | 0 | 495.04 | 153.673 | 0 | Lab-Ovh
876PH-TWFA-7M | PH/ORP/ISE INTELLIGENT TRANSMITTER | 0 | 244.6 | 95.402 | 464.609 | Lab-Ovh
CT25-2203 | Elec,Cond,BLK ABS,carbon,NTC-10K,K=1,CT25A-C02-10X-F003TX | 3 | 89.08 | 15.449 | 9.348
SI1D11L-115 | Sub,stem,TC,0.115"x115"L,Sealed End#H9625-01-01 | 20 | 0 | 0.003 | 0
SI1K4G1B-118-5D | Sub,stem,pH,GX-5D,dome,0.230"/0.165"x4.66"L#H9625-02-01 | 14 | 0 | 0.011 | 0
RF0ZZ1 | Solu,Reference Fill, 1M or 10% KNO3 | 0 | 0 | 0 | 0
SS43-0001 | Elec,ISE,ABS BK Solid,Solid State,DJ#SS43A-S00-Z0X-X003BX | 0 | 300.94 | 25.268 | 0
7793A1AS-135-5 | Sub,stem,pH,GX-5,DJ,Anulr,.47"(.165)x5.32"Refill,H014G-92-01 | 16 | 0 | 0.01 | 0.006
RF0ZZ1-250 | Solu,Reference Fill, 1M or 10% KNO3, 250mL | 0 | 28.75 | 0.473 | 0.473
BS811LY-7M | CABLE ASSY, 7M | 0 | 0 | 44.316 | 0
THERMA | Thermo RMA Credit | 0 | 0 | 0 | 0
876EC-TXCA-7 | ELECTRODELESS CT INTELLIGENT TRANSMITTER | 0 | 241.44 | 92.45 | 85.906 | Lab-Ovh
871EC-SP0-3-60 | Elec,871EC-SP0-3,60FT Cable Length | 0 | 399.74 | 289.199 | 293.186 | Lab-Ovh
871CC-A2-34-10 | Elec,871CC-A2-34,10FT Cable Length | 0 | 436.67 | 188.223 | 173.12 | Lab-Ovh
RF1002-01 | Solu,Carbon Dioxide Int Fill | 0 | 0 | 0.0097 | 0
RF1002-04 | Solu,Carbon Dioxide (CO2) Electrode Intternal Fill, 125 | 0 | 0 | 0.308 | 0.0097
873PH-AIZCNZ-7 | PH ANALYZER,120VAC,4-20MA,METAL MV SURFACE,CSA,STORM DOOR | 0 | 471.77 | 281.558 | 684.582 | Lab-Ovh
PH10-1N2A-E | Elec,Dolphin PH,Dome Bulb,PT1K,10FT Cable,PIN LUGS,EPDM | 0 | 219.95 | 95.87 | 100.799 | Lab-Ovh
RFNH31 | Solu,Ammonia ISE Reference Fill, 0.1M NH4Cl | 0.4 | 0 | 0 | 0
RFNH31-125 | Solu,Ammonia ISE Reference Fill, 125mL | 0 | 15.78 | 0.308 | 0.308
873PH-CIWFNZ-7 | PH ANALYZER,240VAC,4-20MA,METAL PANEL MOUNT,FM,STORM DOOR | 0 | 297.36 | 128.024 | 431.669 | Lab-Ovh
RFNH31-250 | Solu,Ammonia ISE Reference Fill, 250mL, | 0 | 30.02 | 0.473 | 0.346
876CR-TXFN | CT&RESISTIVITY INTELLIGENT TRANSMITTER | 0 | 244.22 | 97.598 | 483.352 | Lab-Ovh
RFNH31-60 | Solu,Ammonia ISE Reference Fill, 60mL | 0 | 0 | 0.281 | 0
RFNH41 | Solu,Ammonium ISE Reference Fill, 0.1M NaCl | 0 | 0 | 0 | 0 | Lab-Ovh
RFNH41-125 | Solu,Ammonium ISE Reference Fill, 125mL | 0 | 0 | 0.308 | 0.0097
871CR-B3T1J1A1 | Elec,CT R-SENSOR,0.1,PEEK,TI,UNIVERSAL,PT1K,20FT Cable,#6 | 0 | 615.16 | 431.05 | 445.789 | Lab-Ovh
873EC-AIWFGZ-5 | ELECTRODELESS CT ANALYZER | 0 | 254.85 | 87.126 | 491.759 | Lab-Ovh
PH10-1N1A-FN | Elec,Dolphin PH,Dome Bulb,W/GUARD,PT100,10FT Cable,PIN LUGS, | 0 | 275.34 | 131.15 | 124.124 | Lab-Ovh
871PH-1F3A-3 | ELEC,PH,RYTON,FT,W/PCB,316SS,CERAMIC JCT,CABLE PER SO,LUG | 0 | 377.94 | 243.786 | 0 | Lab-Ovh
871A-4F-EP389B | Elec,871A-4F, replace to 2" Tri-clamp fitting 316SS(BS810FN) | 0 | 350.43 | 140 | 165.373 | Lab-Ovh
871EC-TF7-3-7M | Elec,CT,TF7-3,7M Cable Length | 0 | 815.3 | 553.714 | 0 | Lab-Ovh
871A-2F-13-20 | Elec,871A-2F-13,20FT Cable Length | 1 | 295.9 | 122.735 | 127.199 | Lab-Ovh
871EC-RE0-3-30 | Elec,CT,RE0-3,30FT Cable Length | 0 | 404.21 | 396.873 | 260.176 | Lab-Ovh
871PH-3A1A-310M | ELEC,871PH-3A1A-3,10M CABLE LENGTH | 0 | 500.86 | 265.764 | 197.594 | Lab-Ovh
871PH-1P1B-310M | ELEC,871PH-1P1B-3,10M CABLE LENGTH | 0 | 516.43 | 271.667 | 186.012 | Lab-Ovh
871EC-SP7-3-10M | Elec,CT,871EC-SP7-3,10M Cable Length | 0 | 486.22 | 403.815 | 403.815 | Lab-Ovh
871EC-TF2-34V15 | Elec,CT,TF2-34V,15FT Cable Length | 0 | 743.78 | 434.084 | 240.543 | Lab-Ovh
871A-2F-3-10 | ELEC,871A-2F-3,10FT CABLE LENGTH | 2 | 285.96 | 111.999 | 118.629 | Lab-Ovh
871EC-BW0-3-25 | 871EC-BW0-3,25FT CABLE LENGTH | 1 | 595.85 | 566.772 | 365.598 | Lab-Ovh
BS810HU | TEE KIT,CPVC,1" SLIP FIT | 0 | 94.47 | 27.094 | 0 | Lab-Ovh
BS807VR | RTD ASSY,SANITARY 1/2",100OHM | 0 | 1449.62 | 414.368 | 0 | Lab-Ovh
BS808KC | TRICLAMP FITTING,316SS,2 INCH | 10 | 259.79 | 73.419 | 35.194 | Lab-Ovh
BS809DX | BUSHING 316SS,3/4NPT | 10 | 118.38 | 112.4 | 33.824 | Lab-Ovh
C91-010-UI2 | Sub,Cable,CE,10F,Male BNC/Black Boot,Green/White,Tin,1"Drain | 2 | 0 | 10.686 | 9.251
C91-020-UI2 | Sub,Cable,CE,20F,Male BNC/Black Boot,Green/White,Tin,1"Drain | 0 | 0 | 18.456 | 18.456 | Lab-Ovh
RH35-AS02A | Elec,pH ORP,Epoxy Blue,ASGVIII/GD,SJ#RH35T-L00-S0X-C012BB | 0 | 52.53 | 37.114 | 38.57
RH35-PEN1 | Elec,pH ORP,PC,ASGVIII/Pt D,SJ#RH35N-L02-S0X-X000PM,FM APAC | 0 | 0 | 0 | 0
RH35-PEN2 | Elec,pH ORP,Epoxy Blue,ASGVIII/Pt D,SJ#RH35T-L02-S0X-X000PM | 5 | 68.33 | 36.479 | 33.121 | PROX Lab
PH10-3N2A-FA | ELEC,DOLPHIN PH,FLAT BULB,PT100,10FT CABLE,PIN LUGS,FM | 0 | 258.23 | 131.721 | 0 | Lab-Ovh
PH10-3S2S-FA | ELEC,DOLPHIN PH,FLAT BULB,W/S PCB,PT1K,S CONN,FM | 0 | 329.94 | 186.966 | 179.718 | Lab-Ovh
RH54-0001 | Elec,pH ORP,ABS BK,ASGVIII/Pt BD,SJ#RH54A-L00-I0X-C003BB | 0 | 0 | 21.756 | 0
PH10-1S4S | ELEC,DOLPHIN PH,DOME BULB,W/SMPCB,PT1KES,S CONN | 0 | 340.76 | 186.384 | 186.785 | Lab-Ovh
RHBM-0001 | Elec,pH ORP,Glass,ASGIII/Pt B,SJ#RHBMG-H00-R0X-C003BB | 0 | 0 | 21.327 | 0.0097
871EC-PP7 | ELEC,ELECTRODELESS CT,SMALL BORE PP,316SS,TRI-CLAMP,20FT,LUG | 0 | 484.88 | 320.707 | 307.521 | Lab-Ovh
871FT-3E3D2T-CP | ELEC,FT CT,IND-HI,1",316SS,PEEK,PIPE,PT100,CAL CABLE,CHEM | 0 | 3555.34 | 3353.095 | 2768.713 | Lab-Ovh
871FT-3H3D3T-3 | ELEC,FT CT,IND-HI,3",316SS,PEEK,ANSI150,PT100,CABLE PERSO | 0 | 4075.4 | 4488.527 | 0 | Lab-Ovh
871FT-3H3D3T325 | ELEC,FT CT,871FT-3H3D3T-3,25FT CABLE LENGTH | 0 | 5904.72 | 4904.592 | 4957.583 | Lab-Ovh
RHIO-PT01 | Elec,MULTI,pH,ORP(Pt),TC,ABS#RHION-A/F02-D0X-X000pH-8Y | 0 | 29.49 | 16.0913 | 25.06
871FT-3G3B3T-3C | ELEC,FT CT,IND-HI,2",316SS,PVDF,ANSI150,PT100,CABLSO,CAL | 0 | 4606.94 | 2787.224 | 0 | Lab-Ovh
RHZC-PLU2 | Acce,RF Junction asembly# | 0 | 14.5 | 0.135 | 0.135
871FT3G3B3T3C10 | ELEC,FT CT,871FT-3G3B3T-3C,10FT CABLE LENGTH | 0 | 4299.59 | 2699.792 | 2890.989 | Lab-Ovh
871CC-B4-4 | ELEC,CONTACTING CT,UNIVERSAL,K=10,TI,LUGLESS T | 0 | 463.83 | 173.915 | 211.518 | Lab-Ovh
873EC-AIXCNZ | ELECTRODELESS CT ANALYZER | 0 | 384.04 | 208.446 | 630.47 | Lab-Ovh
875PH-D3F-A | PH/ORP/ISE ANALYZER,24VDC,SURFACE,FM,STORM DOOR | 0 | 453.31 | 151.1 | 0 | Lab-Ovh
PH10-4N1A-E2 | Elec,Dolphin PH,Antimony,PT100,20FT Cable,PIN LUGS,EPDM | 2 | 261.98 | 136.542 | 44.397 | Lab-Ovh
871CR-A2T1B1B1 | CT R-SENSOR,0.1,PVDF,TI,3/4"NPT PVDF,PT1K,20FT HT CABLE,#6 | 0 | 801.59 | 537.793 | 0 | Lab-Ovh
876PH-TWFA | PH/ORP/ISE INTELLIGENT TRANSMITTER | 0 | 240.41 | 88.542 | 456.044 | Lab-Ovh
RR61-PC01 | Elec,ORP,Ryton,PT Disc,DJ#RR61Z-F00-B0X-S020TX | 1 | 116.48 | 37.373 | 32.963 | PROX Lab
RR61-PC01-10M | Elec,ORP,Ryton,PT Disc,DJ#RR61Z-F00-B0X-SM10TX | 1 | 131.32 | 41.382 | 23.145 | PROX Lab
RRAS001 | Elec,Ref,Epoxy,PT Wire# | 2 | 129.85 | 16.405 | 15.628 | PROX Lab
RREF0038FRIT | Acce,Replacement Frit (PTFE)#445043-0001 forHg/HgO,PK of 10 | 0 | 87.59 | 8.319 | 0
RREF0038TIP | Reference tip assembly for RREF0038, o-ring (113006X1-ETP) | 54 | 49.85 | 18.653 | 12.135 | Lab-Ovh
875EC-A2C-A | ELECTRODELESS CT ANALYZER,120VAC,PIPE,CSA,STORM DOOR | 0 | 503.42 | 165.457 | 161.203 | Lab-Ovh
RREF0109L2 | Acce,RF glass tube,0.135"ODx1.5"L,w/0.04"Ceramic pin | 39 | 18.45 | 0.069 | 0.062
RREF0153L2 | RF+glass body,RRPEAG4+RREF0109L2 | 0 | 36.55 | 14.492 | 8.731 | PROX Lab
SI1I1V1C-136-5 | Sub,stem,pH,GX-5,0.195"x5.35"L#H031B-02-11 | 20 | 0 | 0.799 | 0.799 | Lab-Ovh
RREF0224 | Acce,RF,Glass# | 0 | 191 | 11.082 | 0
RRPEAG4 | Elec,Ref,Teflon Cap,1x19mm Ag wire,F0PIM-X00-X0X-X000XX | 0 | 36.52 | 14.07 | 13.541 | PROX Lab
RRPG249PT | Elec,Ref,Epoxy,PT Wire# | 3 | 195.97 | 80.062 | 80.062 | Lab-Ovh
RRPG257PT | Elec,Ref,Epoxy,PT Wire# | 3 | 145.76 | 26.406 | 30.274 | PROX Lab
RRPG257PT-TB | Elec,Ref,Teflon,PT Wire# | 3 | 186.82 | 24.863 | 26.532 | PROX Lab
63052358 | Elec,Silver,DJ,#5270801GS-S7,Refill,Ag Coatd,Ground (Note) | 2 | 147.66 | 72.152 | 28.375 | PROX Lab
00190122 | Raw,Retaining ring, Teledyne , MCDLS-F PKG | 9 | 0 | 15 | 15
C80-004-PX | Sub,Cable,Coax,RG174,4 Feet,Male TNC 220006 | 0 | 0 | 4.234 | 2.969 | Lab-Ovh
C24-003-BB | Sub,Cable,C24,3 Feet,Male BNC,Cable:99220082 | 0 | 0 | 2.243 | 2.148
RTB3-0001 | Elec,ORP,ABS BK,PT Band,SJ#RTB3A-P00-S0X-X000FB | 0 | 93.16 | 17.247 | 0
871PH-2X1B-315M | ELEC,871PH-2X1B-3,15M CABLE LENGTH | 0 | 503.87 | 288.008 | 272.678 | Lab-Ovh
S-0034790-01 | Sub,0034790 Sub-assy probe,DWG:NHISN-06-05 | 0 | 0 | 6.299 | 6.299
S-0034800-01 | Sub,0034800 Sub-assy probe,DWG:NOISN-06-05 | 23 | 0 | 3 | 3
S-0034810-01 | Sub,0034810 Sub-assy probe,DWG:CLISN-06-06 | 3 | 0 | 10.281 | 10.281
S-0035400-01 | Sub,0035400 Sub-assy probe,DWG:RHISN-06-05 | 160 | 0 | 10.735 | 10.735
S2-DISC | Sulfide/Silver solid state | 0 | 0 | 0.0097 | 0
PH10-3N4A-5 | Elec,Dolphin PH,Flat Bulb,PT1K,50FT Cable,PIN LUGS | 0 | 316.54 | 155.88 | 164.06 | Lab-Ovh
SAFEDIP | Elec,Multi,pH,ORP,CT,TC,Ref,ABS# | 0 | 122.76 | 86.0857 | 85.13
SAL-ST | Solu,Salinity Standard, 35ppt, 500mL, Vernier | 0 | 10.91 | 0.684 | 0.684
SAL-ST2 | Solu,Salinity Standard, 17.5ppt, 500mL, Vernier | 0 | 0 | 0.684 | 0
SAL-ST2-GA | Solu,Salinity Standard, 17.5ppt, Gallon, Vernier | 0 | 0 | 1.996 | 0
SAL-ST-GA | Solu,Salinity Standard, 35ppt, Gallon, Vernier | 0 | 49.59 | 1.996 | 1.996
SALTDIP | Elec,CT,SALTDIP Meter,Cond/TC,IP67#MET30A | 0 | 99.27 | 77.1571 | 68.84
871EC-SP7-3-12M | Elec,CT,871EC-SP7-3,12M Cable Length | 0 | 496.05 | 430.692 | 254.83 | Lab-Ovh
SC-3523 | Solu,NH4 ISE Set, RFNH41-30, AJNH41-30, SDNH42-30,GHS La | 0 | 0 | 0.845 | 0.845 | Lab-Ovh
SC-3524 | Solu,Calcium ISE Set, RF0CA1-30, AJ0CA1-30,SD0CA2-30,GHS | 0 | 14.81 | 0.949 | 1.447
SC-3525 | Solu,Chloride ISE Set,RF0CL1-30,AJ0CL1-30,SD0CL2-30,GHS | 0 | 14.81 | 4.492 | 4.492 | Lab-Ovh
SC-3526 | Solu,KT ISE set, RF0KT1-30, AJ0KT1-30, SD0KT2-30,GHS Lab | 0 | 0 | 0.949 | 0.949 | Lab-Ovh
SC-3527 | Solu,NO3 ISE set, RF0N31-30, AJ0N31-30, SD0N32-30,GHS La | 0 | 14.81 | 0.949 | 0.949
SC-3528 | Solu,CO2 ISE set, RF0CB1-30, AJ0CB1-30, SD0CB2-30,GHS La | 0 | 14.81 | 3.19 | 3.757
871EC-HP0-3-50 | Elec,CT,HP0-3,50FT Cable Length | 0 | 623.17 | 550.746 | 550.746 | Lab-Ovh
7597A1AS-147-8 | Sub,stem,pH,ASG VIII,SJ,Anlr,.472"x5.78"L,Refill#H0P3G-02-01 | 9 | 0 | 0.015 | 0.016
450289-0001 | Sub,Cap,12mm,Santoprene BK,remachine ID to fit 0.575" Tube | 12 | 0 | 4.616 | 4.377 | Lab-Ovh
05295890 | PNS,Raw,Solution,Conductivity 23us/cm,OAKTON | 3 | 0 | 16.16 | 19.4
05295891 | PNS,Raw,Solution,Conductivity 100us/cm,OAKTON | 3 | 0 | 48.32 | 62.4
SD0AG2 | Solu,Silver Standard,1000 ppm,# | 0 | 0 | 0 | 0
BVA-PHA2V08 | BALL VALVE,PH10/ORP10,TI,VITON,0-8"L | 0 | 5337.08 | 4857.222 | 4555.817 | Lab-Ovh
C96-003-TC | Sub,Cable,6C:200155-WP,3F,ODO,See DWG#C96-05-01 | 0 | 0 | 2.857 | 0 | Lab-Ovh
871EC-UT0-3-30 | ELEC,871EC-UT0-3,30FT CABLE LENGTH | 0 | 628.02 | 618.033 | 465.497 | Lab-Ovh
SD0BR1 | Solu,Bromide Standard, 0.1M NaBr | 0 | 0 | 0 | 0
871EC-SP0-3V-30 | 871EC-SP0-3V,30FT CABLE LENGTH | 0 | 273.82 | 180.389 | 174.845 | Lab-Ovh
SD0BR1-1L | Solu,Bromide Standard, 0.1M as Br-, 1L | 0 | 64.76 | 1.228 | 0
871PH-3A1B-310M | 871PH-3A1B-3,10M CABLE LENGTH | 0 | 513.63 | 267.053 | 197.439 | Lab-Ovh
871EC-EV3-3-4M | 871EC-EV3-3,4M CABLE LENGTH | 0 | 403.97 | 340.86 | 0 | Lab-Ovh
871EC-TF2-3C-25 | Elec,871EC-TF2-3C,25FT CABLE LENGTH | 0 | 860.08 | 607.05 | 677.475 | Lab-Ovh
SD0BR2 | Solu,Bromide Standard, 1000ppm as Br- | 0 | 0 | 0 | 0
871FT3E4B3C3CP5 | ELEC,FT CT,871FT-3E4B3C-3CP,50FT CABLE LENGTH | 0 | 2687.99 | 2707.613 | 0 | Lab-Ovh
SD0BR2-1L | Solu,Bromide Standard, 1000ppm as Br-, 1L | 0 | 74.36 | 1.228 | 0
449007-0050 | Sub,J.Base,0.62"ODx0.42"IDx0.33"L,Blk ABS#FLB9A-14-04 | 192 | 0 | 0.063 | 0.09
7792A1A-093-5 | Sub,stem,pH,GX-5,DJ,Annular,.47"(.195")x3.67"L,#H077C-02-01 | 28 | 0 | 6.857 | 6.857 | Lab-Ovh
M03-020-008 | Sub,Connector,BlackUltem,13.5PG,0.65"OD,for ELM-015 | 71 | 0 | 2.319 | 1.968 | Lab-Ovh
X0178HY | CPVC TEE, 1801-010 NIBCO | 3 | 0 | 8.5 | 8.5
BS805HJ | Flange, 316 SS, DIN 50 | 2 | 0 | 274.24 | 274.24
S-RH61G-PT | Sub,pH/ORP,RYTON,ASGVII+PT DISC(2.5mm),GND | 0 | 0 | 25.738 | 0
S-RH61G-GD | Sub,pH/ORP,RYTON,ASGVII+GDDISC(3mm),GND | 0 | 0 | 43.098 | 0
450083-0004 | Sub, Guard Body, 3.5"L,Black PPS (Ryton), w/GND,RH61Z-04-01R | 0 | 0 | 2.812 | 0 | Lab-Ovh
BS811WW | CABLE ASSY,LENGTH PER SALES ORDER | 0 | 0 | 0 | 0
SD0CA2 | Solu,Calcium ISE Standard, 1000 ppm as Ca2+ | 0 | 0 | 0 | 0
SD0CA2-1L | Solu,Calcium ISE Standard, 1000ppm as Ca2+, 1L | 0 | 74.36 | 1.228 | 1.228
88000000 | Raw, Cust, Body | 0 | 1.64 | 1.64 | 1.64
SD0CA2-30 | Solu,Calcium ISE Standard,1000ppm as Ca2+, 30mL | 0 | 0 | 0.288 | 0
88000001 | Raw, Cust, Protection Cap | 65 | 0.8 | 0.8 | 0.8
88000002 | Raw Cap, Horiba# 3200772904 (0.709" x 0.709" x 1.496"L | 0 | 0.56 | 0.56 | 0.56
88000003 | Raw, Cust, Lower Bushing | 0 | 0 | 0.3 | 0.3
88000004 | Raw, Cust, Upper Bushing | 0 | 0 | 0.29 | 0.29
88000005 | Raw, Cust, Rubber Band | 0 | 0.39 | 0.39 | 0.39
88000006 | Raw, Cust, Storage Sleeve | 65 | 0 | 0.24 | 0.24
88000007 | Raw, Cust, Siamese Cable with Boot and 3.5mm plug | 0 | 4 | 4 | 4
88000008 | Raw, Cust, Thermistor,41K | 30 | 3.67 | 3.8 | 3.8
00411039 | Raw, 3.0" Disks Laser Cut using 0.8mm CLAREX Flat 001 | 1247 | 0 | 2.2 | 2.2
SD0CB2 | Solu,Carbon Dioxide ISE Standard,1000 ppm as CO2- | 0.7 | 0 | 0 | 0
310014 | Raw, Chem, Sodium Carbonate Anhydrous | 19000 | 0 | 0.0135 | 0.0135
M02-020-041 | Sub,Cap,Black Ultem Molded, 0.765"hole,Rework from 77020122 | 35 | 0 | 7.292 | 6.395 | Lab-Ovh
BS806GN | HEX BUSHING, XP, 1 & 10 CF | 0 | 0 | 54.834 | 0
SI1F11KK-097 | Sub,stem,ORP,2.5mmPt Disc,0.135"x3.8"L#RHEKA-11-01 | 46 | 0 | 2.299 | 1.898
SI1L4G1A5-097 | Sub,stem,pH,ASG V,Convex,0.235"/0.165"x3.8"L#RHEKA-12-01 | 57 | 0 | 0.002 | 0
SI1L11A5-097 | Sub,stem,pH,ASG V,Convex,0.235"x3.8"L#H0EKA-12-01 | 35 | 0 | 0 | 0.01
M09-007-001 | Sub,Cap Insert,ABS,0.225"ID,O-rings,.472"x0.6"L#T025S-04-01 | 118 | 0 | 1.885 | 1.885 | Lab-Ovh
ZSEN112X | Elec,ISE,Potassium,PVC,PVCM,DJ#KTV5V-X00-Z0X-S003BX | 0 | 53.5 | 15.15 | 0
RE54-FD02-SF | Elec,ORP Combo, 1/2 NPT In-Line/Submersible.ROHS3,no pkg | 175 | 35.25 | 21.92 | 21.9199
SD0CD2 | Solu,Cadmium Standard,1000ppm as Cd2+ | 0 | 0 | 0 | 0
PH10-2N1A-4 | Elec,DOLPHIN PH,DOME BULB,NO GUARD,PT100,40FT,LUG | 0 | 300.36 | 177.235 | 133.824 | Lab-Ovh
450087-0001 | Sub,Housing,Blk ABS,Remachine O-ring Grooves#RHHA-B00-S0X-G6 | 186 | 0 | 0.634 | 0
M02-004-077 | Sub,Cap,Black Delrin,0.642"ODx1.4"L,12mm for Srain Relief | 85 | 0 | 3.29 | 3.186 | Lab-Ovh
SI1I4G1C8-026 | Sub,stem,pH,ASG VIII,Dome,0.195"/0.165"x1.00"L#6581C-02-01 | 0 | 0 | 0.015 | 0
SD0CD2-60 | Solu,Cadmium Standard,1000 ppm,60mL,# | 0 | 0 | 0.253 | 0
SI1I1V1C1255FS | SUB, Stem, FIlled and Sealed, GX-5 Bulb 125mm length | 10608 | 0 | 1.4268 | 4.06
247033 | RAW, PCB Assembly, Sonde 5 Parameters, RS485, Modbus | 43 | 0 | 314.1935 | 314.1935
SI1L4I1C-043-5 | Sub,stem,pH,GX-5,0.235"/0.195"x1.68"L#H0B1A-22-01 | 0 | 0 | 0.002 | 0
22093553 | Raw, O-RING, VT75,ID32X1.5mm | 36 | 0.05 | 0.5 | 0.5
00190035 | Raw,Magnet pin, 5862K155_HIGH-PULL RARE EARTH MAGNETIC DISC | 26 | 0 | 0.35 | 0.35
00190033 | Raw,M2.5 x 6mm Phillips Countersunk Screws,25 pak | 58 | 0 | 0.232 | 0.232
SD0CL2 | Solu,Chloride ISE Standard, 1000 ppm as Cl- | 12 | 0 | 0 | 0.0097
00190037 | Raw,screw,M3X5,Super-Corrosion-Resistant Cup-Point Set ScreL | 280 | 0 | 0.2484 | 0.2348
M09-027-010 | Sub,Insert,Black PVC,4 Pin Graphite K=0.1,For 35608-90 | 27 | 0 | 0.157 | 0.093
SD0CL2-500 | Solu,Chloride ISE Standard, 1000ppm as Cl-, 500mL | 0 | 0 | 0.684 | 0
SD0CL2-60 | Solu,Chloride ISE Standard,1000ppm as Cl-, 60mL | 0 | 0 | 0.253 | 0
871FT-3E3D4R-C | ELEC,FT CT,IND-HI,1",316SS,PEEK,ANSI300,PT1K,CAL CABLE | 0 | 3057.92 | 2770.816 | 2569.421 | Lab-Ovh
873PH-BIYFGZ-7 | PH ANALYZER,220VAC,4-20mA,METAL PIPE MOUNT,FM,STORM DOOR | 0 | 276.84 | 107.731 | 107.731 | Lab-Ovh
SD0CU1 | Solu,Copper Standard,0.1 M,# | 0 | 0 | 1.07 | 0
871A-1F-3-7M | Elec,871A-1F-3,7M CABLE LENGTH | 0 | 309.52 | 141.72 | 96.58 | Lab-Ovh
1000610 | Raw,Light guide, clear acrylic,molded,for turbidity | 3 | 0 | 0.20115 | 0.14286
120020 | Raw,Rubber wiper_TU | 8 | 0 | 0.15473 | 0.11278
D-G5840JS-3B | Elec,Oxygen,Galvanic,#VINMETRICA-001,2 Spare Membrane,68K TC | 0 | 86.59 | 25.726 | 33.285
SD0CU1-60 | Solu,Copper Standard,0.1 M,60mL,# | 0 | 0 | 64.426 | 0
SD0CU2 | Solu,Copper Standard,1000 ppm,# | 0 | 0 | 0 | 0
SURIS01 | Solu,ISA for Surfactant ISE, 475mL | 0 | 0 | 2.162 | 0
EP485QRE0500MXX | Acce,Calibration Plug for 871EC | 0 | 220.66 | 104.48 | 104.874 | Lab-Ovh
875CR-A2Z | CT/RESISTIVITY ANALYZER,120VAC,50/60Hz,PIPE,NO CERT | 1 | 369.39 | 137.863 | 115.355 | Lab-Ovh
SD0CU2-60 | Solu,Cupric Standard | 0 | 0 | 0.253 | 0
00077997 | Raw,Acce,Patch, HCR, 0.25"0Dx0.03",no top coating 5/pk | 0 | 0 | 0 | 0
871FT-4C3D2C-C | ELEC,FT CT,IND-LOW,1/2",316SS,PEEK,PIPE,CAL CABLE | 0 | 2789.8 | 2737.736 | 0 | Lab-Ovh
1807800-14.250 | Sub,Tube,CPVC,Tube Spacer,14.25"L#M07-010-004 | 0 | 16.97 | 2.11 | 0
22172218 | Raw, O-Ring, Viton 75, 2-218, Black Color | 20 | 0 | 0.6752 | 0.6752
16101420 | Raw, 8in Tie Wrap, Double Loop, Blk, 100 pcs/pkg | 788 | 0 | 0.0876 | 0.0876
00221380 | Raw, CPVC, Reducing Coupling, 1/2" to 3/4" NPT, 1-9/16"L | 2 | 0 | 17.19 | 17.19
871EC-TF2-3C-10 | Elec,871EC-TF2-3C,10FT CABLE LENGTH | 0 | 838.15 | 556.338 | 622.233 | Lab-Ovh
SD0FL2 | Solu,Fluoride ISE Standard,1000 ppm as F- | 0 | 0 | 0 | 0
AWT420 | Raw, Universal 4 wire transmitter AWT420.A.1.A1.P1.Y0.Y0.E5. | 0 | 0 | 1133.44 | 1133.44
SL0090 | ELEC,pH stem,ASG III,0.325"ODx3.56"L(90.5mm) | 0 | 11.39 | 0.011 | 0
SD0FL2-500 | Solu,Fluoride ISE Standard, 1000 ppm as F-, 500 mL | 0 | 57.48 | 0.684 | 0.828
R1005LN | ROD, CPVC .75 DIAMETER | 20 | 0 | 5 | 5
113021X1.5.S | Raw,O-Ring,Kalrez O-ring 21mmID x1.5 c/s compound 6375 | 16 | 0 | 48.037 | 43.67
93X218814-SF | Sub,pH,X-2,SJ,#ECFG7350401B,#5773597-3B,Guard,Refill,no pkg | 69 | 0 | 11.171 | 11.171 | Lab-Ovh
44003684 | PNS,Air Pillow,Airspeed,1"x17"x1750',HC12 Barrier,P6 | 0 | 0 | 215.84 | 215.84
7503AAV | Sub,Glass Body,12mmGlassFlow,VLCP,3.6mmID,.70" Distance | 0 | 0 | 0.04 | 0
7703AAV | Sub,Glass Body,DJ,12mmGlassFlow,VLCP,3.6mmID,1.25" Distance | 4 | 0 | 0.594 | 0.041 | Lab-Ovh
00287020 | Raw,OBOD base, taper 24-40,mold,ABS+PC,white,DOCPA-04-04 | 0 | 0 | 0 | 0
00287021 | Raw,OBOD vertical base,mold,ABS+PC,white,DOCPA-04-09 | 0 | 0 | 0 | 0
SD0ID2 | Solu,Iodide Standard,1000 ppm,# | 0 | 0 | 0 | 0
6000581 | Raw, WIRE,TFE RD TYPE E-26 AWG 26(#6000581) use XP002JG | 3 | 0 | 0 | 0
SI1G11C8-054 | Sub,stem,pH,ASG VIII,0.165"x2.12"L#H0HTV-02-01 | 16 | 0 | 0.012 | 0.012
M16-001-003 | Sub,Ferrule,Kynar,Rear 1", for 3000650 | 94 | 0 | 1.708 | 1.708
332022 | Solu, 3.3M KCl No AgCl | 0 | 0 | 0 | 0
332023 | Solu, 3.3M KCl with AgCl | 0 | 0 | 0 | 0
2IES-KCL-KEM | Solu, KEM Polymer Gel, 4M KCl with AgCl | 0 | 0 | 19.27 | 0
443016-0012 | Sub,Body,Refill,Epoxy,Clr,.47"ODx.395"IDx4.8"L,CAW2Q-04-04 | 90 | 0 | 2.439 | 1.982
93X002318 | Elec,pH,X-2,SJ,#93X218814 w/o Paint Stamp,Bulk,100/pkg | 0 | 2142.4 | 1390.146 | 1379.694
SD-PAP-1200 | Solu, ODO Acrylic Patch Coating Solution, 1200 Series | 0 | 0 | 17.46 | 17.46
661202 | PE-2 pH Probe Instructions | 5150 | 0 | 0.073 | 0.073
SD0KT2 | Solu,Potassium ISE Standard, 1000 ppm as K+ | 0 | 0 | 0 | 0 | Lab-Ovh
7793A1NAS-135 | Sub,stem,NA bulb,DJ,Annular,Refill,0.472"x5.32"L,NA14G-02-01 | 0 | 0 | 0.01 | 0
9652-10D | Elec,pH Combo,blk PC,GX-5D,NTC-41K,DJ,Gel,Cust cable,BNC&3.5 | 0 | 42.3 | 38.41 | 37.98
SI1K11B-118-5D | Sub,stem,pH,GX-5D,dome,0.230"x4.66"L#H9652-02-01 | 25 | 0 | 0.01 | 0
X0175UZ | $ TERMINAL BLK. 7 POS | 14 | 0 | 5.32 | 5.32
99039539 | Raw,Assy, Cable, 3F, Molex, 4 Pins, for RC67-2101-EC | 10797 | 0 | 1.6601 | 1.395
A2004EK | SCR 6-32 X 3/4 PH PAN M/S S/S | 300 | 0 | 0.08 | 0.08
D0166CX | SCREW,CAPTIVE | 90 | 0 | 21.87 | 0.01
BS815AF | PH12 INSERTION SHAFT,TI,8" | 3 | 0 | 341.205 | 340.296 | Lab-Ovh
PHG1GT507S0C | Elec,pH, 8550 thermistor, 50ft cable,Calibration Cert | 0 | 0 | 89.926 | 83.645 | Lab-Ovh
CCDATT2014S00 | Elec,COND, K=0.01, 8550, 20ft, SS BVA | 0 | 1057.9 | 473.561 | 501.387 | Lab-Ovh
7591AA-5 | Sub,pH,SJ,GX-5,12x090mm Length | 0 | 0 | 0 | 0
7592AA-5 | Sub,pH,SJ,GX-5,12x090mm Length,0.145"internal glass | 0 | 0 | 0.049 | 0 | Lab-Ovh
SD0N32 | Solu,Nitrate ISE Standard,1000 ppm NO3- as N | 0 | 0 | 0 | 0
M06-012-003 | Sub,Fitting,Nylon,1/2"MPT,0.640 DrillBody&Cap | 0 | 0 | 3.512 | 0 | Lab-Ovh
M26-016-019 | Sub,Junction,Porous Ceramic,OD0.200"x0.030"L,LPH-100 | 5 | 0 | 0.51 | 0 | Lab-Ovh
310316 | Raw,Chem,Vinyl Acetate, 3-20 ppm hydroquinone as inhibitor, | 3500 | 0 | 0.0297 | 0.02972
310317 | Raw,Chem,Polystyrene, average Mw ~ 280,000 by GPC | 1200 | 0 | 0.25 | 0.25
SD0N34 | Solu, Nitrate Standard, 100ppm NO3- as N | 0 | 0 | 0 | 0
FFWST-20 | Acce,Patch,AP,20mm ODx1.5mm thick,blk overcoat | 1951 | 29 | 14.06 | 14.06 | Lab-Ovh
PAP-60-300BMS | Sub,Patch,AP,3"ODx1.5mmT,PMMA disk,BMS overcoat | 0 | 0 | 36.567 | 0
PAP-60-300 | Sub,Patch,AP,3"ODx1.5mmT,PMMA disk,AP overcoat only | 0 | 0 | 33.51 | 33.51 | Lab-Ovh
SD0NA1 | Solu,Sodium Standard, 0.1M NaCl | 0 | 0 | 0 | 0
19804002 | Raw,Powder dispenser cap ABS RAL7035 (AQ0164) | 0 | 1.79 | 0.87143 | 0.87
SD0NA1-1L | Solu,Sodium Standard, 0.1M as Na+, 1L | 0 | 75.1 | 1.228 | 1.228
M01-001-186 | Sub,Housing,Upper,Blk Kynar,0.905"ODx4.87"L,ID18TPIx0.7"deep | 0 | 0 | 6.5 | 0
M01-005-024 | Sub,Housing,Lower,Natural PEEK,1.050"ODx2.24"L,6 Pin-Holes. | 3 | 0 | 26.782 | 0
M01-005-025 | Sub,Housing,Upper,Nat.PEEK,0.905"ODx4.87"L,ID18TPIx0.7"deep | 3 | 0 | 25.522 | 0
SD0NA2 | Solu,Sodium ISE Standard,1000ppm as Na+ | 0 | 0 | 0 | 0
BS805PH | FLNG,BLIND 2"300LB 80 | 4 | 0 | 228.5 | 228.5
SD0NA2-1L | Solu,Sodium Standard,1000 ppm as Na+, 1L | 0 | 75.1 | 1.228 | 1.228
BS807GR | Adapter-NPT 1'',316SS | 2 | 0 | 173.192 | 128.047 | Lab-Ovh
SS300AT | LOWER HSG ASSY RYTON MONEL | 0 | 0 | 145.949 | 0
1600586 | PNS,CEMENT, CPVC, HEAVY DUTY | 0 | 0 | 0 | 0
BS813ZL | SHAFT, PH12, CPVC, 360MM | 7 | 0 | 33.835 | 6.1 | Lab-Ovh
XC-EU01-KIT | Kit,Fluorometer components,pack in bags and labeled PN | 0 | 450 | 166.156 | 194.539 | Lab-Ovh
77027081 | Raw,Terminal,PCBLD TERM 26-28GF,Molex 50079-8000 | 1000 | 0 | 0.148 | 0.01595
875EC-A1C-C | ELECTRODELESS CT ANALYZER,120VAC,PANEL,CSA,HART | 0 | 476.2 | 130.507 | 587.801 | Lab-Ovh
871PH-3A1A-Q | PH,RYTON,DOME BULB,W/PCB,TI,CERAMIC JCT,RYTON,VP | 0 | 584.51 | 287.838 | 297.125 | Lab-Ovh
875EC-B2C-A | ELECTRODELESS CT ANALYZER,220VAC,PIPE,CSA,STORM DOOR | 0 | 503.42 | 165.457 | 0 | Lab-Ovh
SD0PB2 | Solu,Lead Standard,1000 ppm,# | 0 | 0 | 0 | 0
0060901-080FT | Cable,Extension Cable Assy, 80FT | 0 | 291.33 | 176.351 | 83.237 | Lab-Ovh
BVA-PHA1C08 | BALL VALVE,PH10/ORP10,316SS,CHEM,0-8"L | 0 | 1954.28 | 1591.251 | 0 | Lab-Ovh
310062 | Raw, Chem, Barium Carbonate | 1000 | 0 | 0.1344 | 0.1344
871PH-1D1B-3 | PH,RYTON,FLAT,W/PCB,PT100,TI,CERAMIC JCT,PTFE,CABLE SO,LUG | 0 | 479.95 | 288.481 | 0 | Lab-Ovh
SD0PB2-60 | Solu,Lead Standard,1000 ppm,60mL,# | 0 | 0 | 0.253 | 0
EP307B3T1P2S1 | ELECTRODELESS CT | 0 | 525.3 | 488.876 | 417.292 | Lab-Ovh
PH10-1P1B | ELEC,DOLPHIN PH,DOME BULB,W/PCB,PT100,10FT,VP CONN | 0 | 297.21 | 176.524 | 116.279 | Lab-Ovh
PH10-1N2A-EFA | DOLPHIN PH,DOME BULB,PT1K,10FT CABLE,PIN LUGS,EPDM,FM | 0 | 280.35 | 133.168 | 121.251 | Lab-Ovh
SI1I11B3-136 | Sub,stem,pH,ASG III,Hard Bulb,0.195"x5.35"L#H038J-12-01 | 3 | 0 | 0.013 | 0
00305628 | Raw,Cust, housing natural Delrin (CELLBIO-001) | 0 | 0 | 3.14 | 0
445004-0007 | Sub,Cap Body,0.63"ODx1"L,White Teflon,F0DRG-34-01 | 0 | 0 | 0.572 | 0
7793A1A-135-5 | Sub,stem,pH,GX-5,DJ,Annular,0.472"(.165")x5.32"L#H011G-62-01 | 0 | 0 | 0.01 | 0.006
7791A1A-093-5 | Sub,stem,pH,GX-5,DJ,Annular,.47"(.165")x3.67"L,#H077C-22-01 | 20 | 0 | 0.01 | 0.01 | Lab-Ovh
SI1F2B1C-051-5 | Sub,stem,pH,GX-5,0.135/0.095"x2"L#H07CT-02-01 | 0 | 0 | 0.008 | 0
BS807CX-25FT | CABLE ASSY, PVC, LUGGED, 25FT | 0 | 0 | 30.334 | 0
BS807CX-19FT | CABLE ASSY, PVC, LUGGED, 19FT | 0 | 0 | 24.196 | 0
871EC-PP0-34-60 | Elec,871EC-PP0-34,60FT CABLE LENGTH | 0 | 296.92 | 119.498 | 266.698 | Lab-Ovh
871EC-TF2-3V-6M | ELEC,871EC-TF2-3V,6M CABLE LENGTH | 0 | 756.27 | 468.394 | 571.264 | Lab-Ovh
MD0018 | Kit,DO membrane kit,Neoflon FEP film,2mil,20mmOD,25pcs/pk | 0 | 0 | 4.276 | 0 | Lab-Ovh
M01-010-080 | Sub,Housing,CPVC,1/2" FNPT,W/ Removable Guard For MK1A,28" | 3 | 0 | 9.267 | 5.363 | Lab-Ovh
M01-010-081 | Sub,Housing,CPVC,1/2" FNPT For MK1A,28" | 21 | 0 | 5.438 | 5.129
SI1F11L-122 | Sub,stem,TC,0.145"x4.8"L#HR61Z-71-02 | 8 | 0 | 0.007 | 0
871EC-SP0-3V-50 | 871EC-SP0-3V,50FT CABLE LENGTH | 0 | 301.89 | 267.78 | 200.597 | Lab-Ovh
7791A1A-93-VIII | Sub,stem,pH,ASG VIII,DJ,Annular,0.472"x3.67"L#H077C-02-01 | 41 | 0 | 0.021 | 0.015
7791A1D-095 | Sub,stem,ORP,Pt Band,DJ,Annular Ceramic,4.72"x3.75"L#R077C-P | 7 | 0 | 23.636 | 14.39 | Lab-Ovh
7793A1A-135-II | Sub,stem,pH,ASG II,DJ,Annular,0.472"x5.32"L#H011G-62-01 | 0 | 0 | 0.021 | 0
871EC-TF2-3V-32 | 871EC-TF2-3V,32FT CABLE LENGTH | 0 | 720.52 | 502.159 | 486.829 | Lab-Ovh
414011-058 | Sub,Cut, Lead Free Glass, 8mm (0.325+/-0.005") OD x 58mm L | 0 | 0 | 0.002 | 0
00411040 | Raw, 3.0" disk Laser cut using 1.5mm CLAREX Flat 001 | 1082 | 0 | 1.6 | 1.6
0003005 | REF JUNCTION | 0 | 0 | 18.801 | 0
871PH-1D1B-3-30 | ELEC,871PH-1D1B-3,30FT CABLE LENGTH | 0 | 517.98 | 324.262 | 279.739 | Lab-Ovh
310089 | Raw, Chem, Calcium Hydroxide | 250 | 0 | 0.1406 | 0.1406
310140 | Raw, Chem, Potassium Bromide | 300 | 0 | 0.22 | 0.22
310137 | Raw, Chem, Copper(II) Sulfate Pentahydrate | 1000 | 0 | 0.222 | 0.222
44000205 | PNS,Packing List Holder,4.5"x 5.5" Clear for Schneider | 0 | 0.026 | 29 | 29
M17-003-024 | Sub,Pin,316SS, 3/16" O.D. X 0.350" Length for T/L adapter | 0 | 0 | 0.416 | 0
M02-004-078 | Sub,Cap,Blk Delrin,.92"ODx1.35"L,0.43"IDstep forFBNC,SPS-001 | 11 | 0 | 0.476 | 0.533
SD2009-01 | Solu,Carbon Dioxide Standard | 0 | 0 | 0.0097 | 0
S-PC1R1A | Sub,PC1R1A,pH,X-VD,DJ,no Cap&Cable,no PKG. | 0 | 0 | 2.829 | 0
S-SI1R1V2B100VD | Sub,pH glass stem assy,GX-VD#PC1R1A,Filling | 0 | 0 | 2.617 | 2.424
33AND904 | Acce,Kit, Syringe Filter,0.45um Nylon, 25mm Diameter (25/PK) | 0 | 0 | 0 | 0
310004 | Raw, Chem, Neodymium(III) Oxide, 99.9% | 250 | 0 | 1.64 | 1.64
OFFICESUPPLY | Office Supplies | 0 | 0 | 0 | 18.04
1701A003 | Guard/HE54 | 0 | 0 | 0.9261 | 0.63
1701A013 | Base HE54 | 2500 | 0 | 0.0735 | 0.05
9904A046 | Plug + Cable HE54 | 2500 | 0 | 1.97 | 1.1
CT25-SP0011EPS | Elec,CT,ABS BK,Carbon,K=1,BlkPG13.5 S8,Cust Supplied Sticker | 0 | 0 | 0 | 0
2207A007 | (O-Ring) HE54 | 2500 | 0 | 0.0735 | 0.05
2209A012 | (O-RING) HE54 | 2500 | 0 | 0.0735 | 0.05
4430A010 | Protect Cap HE54 | 2500 | 0 | 0.0735 | 0.05
SD2020-16 | Solu,Fluoride Standard | 0 | 0 | 0.0097 | 0
H011-D153-Q | Elec,pH,Glass,ASGVII,Dome,DJ,Ceramic,Red PG13.5 S8 Conn/Plug | 0 | 0 | 13.1143 | 10.87
EP398AB | EP398 Special Test Instruction | 0 | 0 | 0 | 0
BS809PU | SENSOR BODY ASSY,BVI | 0 | 0 | 47.398 | 0
BS810MD | DOL,INSERT SHAFT 22.25"TI WELD | 9 | 0 | 328.797 | 328.324 | Lab-Ovh
6593A1A10-086-V | Sub,stem,pH,ASG V,Flat,SJ,Annular,0.310"x3.38"L#COB9A-P2-01 | 0 | 0 | 0.009 | 0.007 | Lab-Ovh
7591A1A-095-5D | Sub,stem,pH,GX-5D,SJ,Annular,0.472"x3.75"L,0.165#H076V-P2-01 | 17 | 0 | 5.199 | 5.199 | Lab-Ovh
M07-010-028 | Sub,Spacer,CPVC,Tube,ENV-50-EC | 27 | 0 | 0.035 | 0
00190258 | Raw,Barstock,SS316L,2-5/8"Dia | 0 | 164 | 164 | 164
BS810SR | FLOW CHAMBER, SS316L | 0 | 1117.36 | 319.34 | 319.245 | Lab-Ovh
0028005 | Raw,wiper cover,STD,blkdelrin,.591"x.234"x.374",TU01T-04-13 | 138 | 0 | 11.9 | 10
00120705 | Raw,Motor base,Aluminum, 1.378"x0.45"x0.1",TU01T-04-05 | 149 | 0 | 8.925 | 7.5
0028010 | Raw,Front cap,BLK delrin, 1.535"x0.57",TU01T-04-01 | 138 | 0 | 11.305 | 9.5
X0118AW | Silicone Sealant, Multipurpose Temp Range -75 to 450°F RTV | 0 | 0 | 30.59 | 30.59
77770827 | Connector, housing RCP 6 POS 1mm Crimp ST SHR-06V-S-B | 30 | 0 | 0.112 | 0.112
6AA089 | Raw, Membrane Disc,PVDF,0.495”ODx0.043”ID | 994 | 0 | 2.17 | 2.17
871CC-B2-3 | ELEC,CONTACTING CT,UNIVERSAL,K=0.1,TI,CABLE PER S.O | 0 | 395.79 | 198.432 | 0 | Lab-Ovh
871FT-4H3B3T-V | ELEC,FT CT,IND-LOW,3",316SS,PVDF,ANSI150,PT100,VITON | 0 | 6339.13 | 5029.065 | 0 | Lab-Ovh
PH10-3P1A-EFN | DOLPHIN PH,FLAT BULB,W/PCB,PT100,30FT CABLE,PIN LUGS,FM,EPDM | 0 | 289.95 | 135.853 | 0 | Lab-Ovh
876CR-TXDA-7 | CT&RESISTIVITY INTELLIGENT TRANSMITTER | 0 | 246.6 | 101.788 | 486.436 | Lab-Ovh
873CC-AIWCNZ | ELEC,CONTACTING CT ANALYZER,120VAC,4-20MA,PANEL,CSA | 0 | 266.58 | 107.828 | 496.315 | Lab-Ovh
ORP10-1N3A-4 | DOLPHIN ORP,PT,PT100S,40FT CABLE,PIN LUGS | 0 | 366.4 | 266.407 | 342.159 | Lab-Ovh
875PH-C1U-A | PH/ORP/ISE ANALYZER,240VAC,PANEL,UL,STORM DOOR | 0 | 450.45 | 138.909 | 347.321 | Lab-Ovh
ORP10-2P2A-5 | DOLPHIN ORP,GD,W/PCB,PT1K,50FT CABLE,PIN LUGS | 0 | 499.98 | 301.278 | 407.216 | Lab-Ovh
875CR-B3U-C | CT/RESISTIVITY ANALYZER,220VAC,SURFACE FM,UL,HART COMM | 0 | 365.72 | 132.739 | 131.309 | Lab-Ovh
871ECBW0CEP398J | ELEC,871EC-BW0-C, EP398AB TEST INST,CHEMRAZ 9-118 | 0 | 1168.61 | 737.368 | 751.957 | Lab-Ovh
DOL2-TP01 | Elec,ODO,Gen2,no cap, 20mm wire, 6pin(77023214),V9.10.14 | 4 | 337.24 | 83.156 | 83.156 | Lab-Ovh
BS811LX-19 | Cable Assembly,19FT | 0 | 76.03 | 21.81 | 0
BS810EQ | Acce,Kit, Surface Mounting | 0 | 0 | 1.62 | 1.642
SD2053 | Solu,Chloride Standard, 10ppm as Cl- | 0.5 | 0 | 0 | 0
H035-D022 | Elec,pH, double junction, blue PC body with 3m coax,APAC | 0 | 0 | 10.4571 | 10.45
H011-D002 | Elec,pH, double junction, glass body with 3m coax,APAC | 0 | 0 | 14.3571 | 14.36
SD2054 | Solu,Calcium Standard, 10ppm as Ca2+ | 1.5 | 0 | 0 | 0
R035-D012 | Elec,ORP, double junction, blue PC body with 3m coax,APAC | 0 | 0 | 11.6857 | 11.68
R011-D007 | Elec,ORP, double junction, glass body with 3m coax,APAC | 0 | 0 | 29.6429 | 29.47
SD2055 | Solu,Potassium ISE Standard, 10 ppm as K+ | 0.5 | 0 | 0 | 0
SI1I1V1C-128-5 | Sub,stem,pH,GX-5,0.195"x5.03"L#H048N-02-01 | 33 | 0 | 0.002 | 0.004
SDH401-GA | Solu,pH 4.01 Buffer, Gallon | 0 | 23.79 | 1.996 | 1.66
C2-015-WI | Sub,Cable,WI,C2,15 Feet,See Note | 0 | 0 | 10.552 | 0
BS805YW-32 | Assy-Cable Assembly, 32ft | 0 | 0 | 121.612 | 0
EP485QSP2000MXX | Acce,Calibration Plug for 871EC | 0 | 220.66 | 104.48 | 108.389 | Lab-Ovh
SI1R1V1B-123-5D | Sub,stem,pH,GX-5D,Dome,0.325"x4.85"L#H0GBZ-02-01 | 29 | 0 | 0.002 | 0.002
443036-0009 | Sub,Body,Epoxy Tube,Gray,0.470"ODx4.60"L,PVC Mem#NOY2J-04-04 | 52 | 0 | 2.406 | 0
C91-025-TV | Sub,Cable,CE,25F,4 wires,Tinned Leads,pH,Ref,TCs | 0 | 0 | 20.218 | 0
111010X1.2 | Raw,O-Ring,10mmID x 1.2mmSC | 309 | 0 | 0.2 | 0.2
SI1I11C8-140 | Sub,stem,pH,ASG VIII,0.195"x5.50"L#H0PTK-F2-01 | 0 | 0 | 0.013 | 0.015 | Lab-Ovh
SS130AQ-30M | Assy-Cable Assembly, 30M | 0 | 0 | 738.029 | 579.867
7442ABD-157 | Sub,MonoRef,SJ,8mmSide Arm,1Wick.05",0.47x6.19"L#F0P6G-01-01 | 6 | 0 | 0.017 | 0.752
414003-157 | Sub,Cut,Lead Free Glass,12mm(0.472")ODx0.8mm(.0315")Wx6.19"L | 0 | 0 | 0 | 0
AREFA14-150 | Sub,stem,Ref,AgCl,0.195"ODx5.89"L#F0P6G-01-02 | 3 | 0 | 0.991 | 1.217
414012-150 | Sub, Cut, Lead Free Glass, 4.95mm (0.195") OD x 5.89"L | 0 | 0 | 0.002 | 0
875PH-A2U-AC | PH/ORP/ISE ANALYZER,120VAC,PIPE,UL,STORM DOOR,HART | 0 | 458.31 | 157.334 | 154.108 | Lab-Ovh
875EC-A3F | ELECTRODELESS CT ANALYZER,120VAC,SURFACE,FM | 0 | 494.54 | 152.929 | 0 | Lab-Ovh
871CC-C2-49 | ELEC,CONTACTING CT,SANITARY,TC100K,K=0.1,TI,CELL FACTOR,T | 0 | 521.02 | 319.59 | 322.116 | Lab-Ovh
871CC-F4 | ELEC,CONTACTING CT,BUSHING 3/4NPT w/1/2NPTCONN,K=10 | 0 | 467.94 | 209.149 | 209.883 | Lab-Ovh
871A-2F-3-19 | ELEC,PH,871A-2F-3,19FT CABLE LENGTH | 0 | 294.91 | 121.662 | 61.357 | Lab-Ovh
871A-2D-3-20 | ELEC,PH,871A-2D-3,20FT CABLE LENGTH | 0 | 295.12 | 120.764 | 125.597 | Lab-Ovh
M01-001-185 | Sub,Housing,Lower,Blk Kynar,1.050"ODx2.24"L,6 Pin-Holes. | 0 | 0 | 10.801 | 0
1000604 | J-Box,SS NEMA,1/2" MPT Conduit Port x 1/2 "Service Port | 1 | 125 | 125 | 125
643008 | Raw,Sponge,compress,3X 6 x 5/8",open cell White# | 1979 | 0 | 0.79 | 0.79
8000386 | PIPE-SMLS 1"IPS SCHED.40 316L | 2 | 0 | 55.32 | 55.32
8000156 | * ROD, 20Cb-3 2.50 DIA | 2 | 0 | 455.7 | 455.7
BS810SQ | $ FLOW HSG CHAMBER | 1 | 0 | 195 | 195
BS805UE | INSERT,FLOW CHAM 133 | 1 | 0 | 38.35 | 38.35
BS815BN | BVA FLNG MT BVA ET | 2 | 0 | 588 | 588
875PH-A3Z-C | PH/ORP/ISE ANALYZER,120VAC,SURFACE,NO CERT,HART | 0 | 448.23 | 147.222 | 609.032 | Lab-Ovh
871PH-1A1A-5 | Elec,pH,Ryton,Dome,w/PCB,PT100,TI,Ceramic,Ryton,CABLEPERSO | 0 | 0 | 227.943 | 0 | Lab-Ovh
871PH-1A1A-530M | Elec,871PH-1A1A-5,30M CABLE LENGTH | 0 | 609.66 | 355.333 | 385.931 | Lab-Ovh
SD7N20 | Solu,Standard, 20ppm Nitrate as N with pH7 Buffer | 0 | 0 | 0 | 0
PH10-1N1A-1H | Elec,Dolphin,PH,DOME BULB,W/GUARD,PT100,10FT HT CABLE,PINLUG | 0 | 281.55 | 150.665 | 150.289 | Lab-Ovh
SI1I11NA-166 | Sub,stem,Sodium Bulb,0.195"x6.52"L#NAY4J-02-01 | 20 | 0 | 0.002 | 0.004
SI1I5F1GG-043 | Sub,stem,ORP,0.02"Pt wire,0.195"/0.135"x1.7'L#DO14A-H1-01 | 26 | 0 | 1.583 | 1.04
LEASEDITEM | LEASED ITEM USE | 0 | 0 | 0 | 1115
C18-030-WV | Sub,Cable,WV,C18,30 Feet,Male BNC & RCA | 0 | 0 | 14.045 | 0
C18-030-VX | Sub,Cable,VX,C18,30 Feet,Male BNC,RCA | 0 | 0 | 13.942 | 0
SDC014 | Solu,Conductivity Standard, 1413 µS/cm | 0 | 0 | 0 | 0
449011-0008 | Sub,Insert,FL Extension,0.244"ODx0.24"L,FLB9A-04-05 | 18 | 0 | 0.033 | 0
871EC-EV3-7 | Elec,CT,Epoxy,316SS,20FT Cable,LUGS,MALE Conn | 0 | 487.03 | 369.638 | 299.923 | Lab-Ovh
871EC-TF7-3-40 | Elec,871EC-TF7-3, 40FT cable length | 0 | 839.69 | 619.448 | 692.056 | Lab-Ovh
PH10-4N2A | Elec,Dolphin,PH,ANTIMONY,PT1K,10FT CABLE,PIN LUGS | 0 | 271.49 | 121.27 | 131.539 | Lab-Ovh
SDC128 | Solu,Conductivity Standard, 12880 µS/cm | 1 | 0 | 0 | 0
871EC-PP034V10M | Elec,871EC-PP0-34V,10M CABLE LENGTH | 0 | 265.06 | 118.392 | 179.47 | Lab-Ovh
873EC-CIPFGZ-7 | ELECTRODELESS CT ANALYZER | 0 | 330.12 | 153.367 | 448.514 | Lab-Ovh
871CC-C2EP125A | ELEC,871CC-C2, 1.5" Tri-Clamp Fitting in place of STD 2" Fit | 0 | 394.36 | 207.564 | 0 | Lab-Ovh
871EC-BW0EP398J | 871EC-BW0, EP398JB TEST INST,CHEMRAZ 9-118 | 0 | 1116.96 | 691.68 | 621.358 | Lab-Ovh
450667 | Raw, Sensor boy, blk ABS,DWG#RHEXA-04-01 | 40 | 0 | 0.34588 | 0.2
C40B117HSL23 | Elect,Con.K=0.01,100ohm TC,316SS,PEEK,23 in Tube | 0 | 0 | 0 | 0
310315 | Raw,Chem, Polyacrylic acid sodium salt, avg Mw 5100 | 2500 | 0 | 0.444 | 0.444
450668 | Raw, Guarded cap,blk ABS,DWG#RHEXA-04-02 | 40 | 0 | 0.24212 | 0.19
450669 | Raw, Body alignment key,blk ABS,DWG#RHEXA-04-04 | 43 | 0 | 0.294 | 0.2375
450670 | Raw, pH/ORP junction base,blk ABS,3 holes,DWG#RHEXA-04-05 | 138 | 0 | 0.24212 | 0.19
450671 | Raw,pH junction base,blk ABS,2 holes,DWG#H0EXA-04-05 | 62 | 0 | 0.31129 | 0.18846
875CR-B2F-AC | CT/RESISITVITY ANALYZER,220VAC,PIPE,FM,STORM,HART | 0 | 374.95 | 146.266 | 0 | Lab-Ovh
SI1L1V1K-120 | Sub,stem,ORP,0.195"OD Pt Disc,0.235"ODx4.68"L#RE54A-F1-02 | 0 | 0 | 7.398 | 0
SDH100 | Solu,pH 10.01 Buffer | 0 | 0 | 0 | 0
SD2056-GA | Solu,Calcium Std in Artificial Seawater,100ppm as Ca2+, GA | 0 | 80.82 | 1.996 | 1.996
SD2057-GA | Solu,Calcium Std in Artificial Seawater,1000ppm as Ca2+, GA | 0 | 80.82 | 1.996 | 1.996
SDH100-500 | Solu,pH 10.01 Buffer, 500mL | 0 | 13.09 | 0.684 | 0.828
SD2058-GA | Solu,Nitrate Std in Artificial Seawater,1ppm NO3- as N, GA | 0 | 42.7 | 1.996 | 40.25
SD2059-GA | Solu,Nitrate Std in Artificial Seawater,10ppm NO3- as N, GA | 0 | 42.7 | 1.996 | 40.25
SD2060-GA | Solu,Nitrate Std in Artificial Seawater,100ppm NO3- as N, GA | 0 | 42.7 | 1.996 | 40.25
AMPS-WH | ELEC,Module,ISE,waterhardness,mono,grey PVC,PVC mem,Pin | 0 | 1500 | 28.621 | 0 | Lab-Ovh
AMPS-FL | ELEC,Module,ISE,FL,mono#MD0006-1 | 0 | 550 | 49.538 | 0 | Lab-Ovh
875EC-C1C-A | ELECTRODELESS CT ANALYZER,240VAC,PANEL,CSA,STORM DOOR | 0 | 478.97 | 135.736 | 546.149 | Lab-Ovh
SDH401 | Solu,pH 4.01 Buffer | 0 | 0 | 0 | 0
875PH-A1U-A | PH/ORP/ISE ANALYZER,120VAC,PANEL,UL,STORM DOOR | 0 | 450.85 | 139.169 | 139.569 | Lab-Ovh
875PH-B1Z-A | PH/ORP/ISE ANALYZER,220VAC,PANEL,NO CERT,STORM DOOR | 0 | 450.05 | 138.649 | 419.894 | Lab-Ovh
BS805YW-4M | ASSY-CABLE ASSEMBLY, 4M | 0 | 0 | 56.598 | 0
SDH401-500 | Solu,pH 4.01 Buffer, 500mL | 0 | 12.81 | 0.684 | 0.684
BS807CX-5 | CABLE ASSY, PVC, LUGGED, 5FT | 0 | 0 | 11.608 | 0
SI1F1V1C-134-5 | Sub,stem,pH,GX-5,0.135"x5.27"L#H031B-M2-01 | 27 | 0 | 0.804 | 0 | Lab-Ovh
871A-4F-13-15M | ELEC,PH,871A-4F-13,15M CABLE LENGTH | 0 | 330.34 | 155.953 | 0 | Lab-Ovh
PH10-1N4B-FA | ELEC,DOLPHIN PH,DOME BULB,W/GUARD,PT1K,10FT,VP CONN,FM | 0 | 319.94 | 182.084 | 142.156 | Lab-Ovh
871PH-1F5A-3 | ELEC,PH,RYTON,FT,W/PCB,MONEL,CERAMIC JCT,CABLE PER SO,LUG | 0 | 494.14 | 344.453 | 0 | Lab-Ovh
SDH701 | Solu,pH 7.01 Buffer | 0 | 0 | 0 | 0
871PH-1F5A-3-30 | ELEC,PH,871PH-1F5A-3,30FT CABLE LENGTH | 0 | 617.32 | 380.234 | 417.539 | Lab-Ovh
875PH-A1C-A | PH/ORP/ISE ANALYZER,120VAC,PANEL,CSA,STORM DOOR | 0 | 450.45 | 138.909 | 378.123 | Lab-Ovh
PH12-1P22S-PFA | ELEC,12MM PH,DOME,PEEK,225MM,PT1K,S CONN,FFKM,FM/FMc,Aex | 0 | 839.57 | 833.523 | 566.559 | Lab-Ovh
SDH701-500 | Solu,pH 7.01 Buffer, 500mL | 0 | 12.81 | 0.684 | 0.684
871CR-C5G1J1A1 | ELEC,CT R-SENSOR,10,NORYL,GP,UNIVERSAL,PT1K,20FT,#6 | 0 | 346.99 | 545.139 | 146.368 | Lab-Ovh
EP485QNL0010MXX | Acce,Calibration Plug for 871EC | 0 | 220.66 | 104.48 | 70.057 | Lab-Ovh
9903WKB3T10 | Cordset, 1/2-20 Female Right Angle, 3 Wire, 10m, PVC, Yellow | 4 | 0 | 43.92 | 43.92
871PH-1A2A-3 | Elec,PH,Ryton,Bulb,w/PCB,PT100,CARP,Ceramic Jct,Cable PERSOS | 0 | 422.04 | 252.046 | 0 | Lab-Ovh
VLTTAZ-17 | Assembly,LiveTap,316SS,17",w/ball valve, JCT box | 1 | 2254.42 | 460.333 | 460.333 | Lab-Ovh
VLTTAZ-27 | Assembly,LiveTap,316SS,27",w/ball valve, JCT box | 0 | 2534.83 | 505.118 | 505.118 | Lab-Ovh
VLTTAZ-37 | Assembly,LiveTap,316SS,37",w/ball valve, JCT box | 0 | 2939.56 | 547.579 | 0 | Lab-Ovh
VLTTAT-17 | Assembly,LiveTap,TI,17",w/3 piece ball valve,JCT box | 0 | 5976 | 2408.292 | 0 | Lab-Ovh
VLTTAT-27 | Assembly,LiveTap,TI,27",w/3 piece ball valve,JCT box | 0 | 6091.94 | 2448.197 | 0 | Lab-Ovh
SDNH250-30 | Solu,Nalco 250ppm as NH4 Standard, 30mL, HTS 3822.00.509 | 0 | 0 | 0.0097 | 0
SDNH250-60 | Solu,Nalco 250ppm as NH4 Standard, 60mL, HTS 3822.00.509 | 0 | 16.43 | 0.281 | 0.281
SDNH25-30 | Solu,Nalco 25ppm as NH4 Standard, 30mL, HTS 3822.00.5090 | 0 | 0 | 0.0097 | 0
SDNH25-60 | Solu,Nalco 25ppm as NH4 Standard, 60ML, HTS 3822.00.5090 | 0 | 16.43 | 0.281 | 0.281
VLTTAT-37 | Assembly,LiveTap,TI,37",w/3 piece ball valve,JCT box | 0 | 6392.29 | 2486.801 | 2389.351 | Lab-Ovh
871PH-2A1A | ELEC,PH,CPVC,DOME BULB,W/PCB,PT100,TI,CERAMIC JCT,20FT CABLG | 0 | 508.23 | 279.254 | 413.557 | Lab-Ovh
873PH-BIYFNZ | PH ANALYZER,220VAC,4-20MA,METAL PIPE MOUNT,FM | 0 | 264.28 | 95.993 | 487.304 | Lab-Ovh
873CC-AIYFGZ | ELEC,CONTACTING CT ANALYZER,120VAC,4-20MA,METAL PIPEMOUNT,FM | 0 | 238.55 | 71.961 | 556.082 | Lab-Ovh
871PH-1A1D-7T | ELEC,PH,RYTON,BULB,PT100,TI,ION BARRIER,PVDF,20F,MALEC,PTEFR | 0 | 580.52 | 307.241 | 348.005 | Lab-Ovh
EP307B1T1T2S1 | EP307B1T1M2S1+EP25001 | 0 | 737.93 | 676.54 | 626.158 | Lab-Ovh
SDNH32 | Solu,Ammonia Standard, 1000ppm NH3 as N | 0 | 0 | 0 | 0
876EC-TXFA-7M | ELECTRODELESS CT INTELLIGENT TRANSMITTER | 0 | 241.53 | 95.592 | 497.349 | Lab-Ovh
BVA-PHD2V08-C | BALL VALVE,PH12,1-1/4",TI,VT O-RING,0-8"L,1-1/2"ANSI150#FLAE | 0 | 6210.41 | 5597.932 | 3186.056 | Lab-Ovh
EP485QTF0050MXX | Acce,Calibration Plug for 871EC | 0 | 220.66 | 112.561 | 108.389 | Lab-Ovh
SDNH32-500 | Solu,Ammonia ISE Standard, 1000ppm NH3 as N, 500mL | 0 | 57.08 | 0.684 | 0
873EC-AIPFGZ | ELECTRODELESS CT ANALYZER | 0 | 313.33 | 137.61 | 495.526 | Lab-Ovh
871FT-4H3D3C-9 | ELEC,FT CT,IND-LOW,3",316SS,PEEK,ANSI150,T CABLE | 0 | 6151.16 | 4899.136 | 0 | Lab-Ovh
871EC-SP0-3V30M | ELEC,871EC-SP0-3V,30M Cable Length | 0 | 372.07 | 423.59 | 0 | Lab-Ovh
443065-0002 | Sub,Tube,Epoxy Tube,Black 0.270"ODx5.9"L(150mm)#F0PRL-24-01 | 46 | 0 | 6.182 | 5.918 | Lab-Ovh
443065-0003 | Sub,Tube,Epoxy Tube,Black 0.270"ODx4.33"L(110mm)#F0PRL-34-01 | 0 | 0 | 3.774 | 0
111103X1 | Raw,Square-Profile O-Ring, 3mm ID x 1mm W BN70 blk | 143 | 0 | 0.5952 | 0.5952
C32-X03-SMY | Sub,Cable,SMY,C32,3 Inches(8cm),See Note | 0 | 0 | 0.817 | 0
SDNH42 | Solu,Ammonium Standard,1000 ppm NH4+ as N | 0 | 0 | 0 | 0 | Lab-Ovh
6793A1A8-104-V | Sub,stem,pH,ASGV,Flat,DJ,Anulr,.310"/.165"x4.1"L#H027L-02-01 | 10 | 0 | 0.015 | 0
MEM-NO3-39MM-SF | Raw, ASI Generic NO3 Membrane, 39mm OD w/o Packing | 0 | 0 | 9.82 | 0
MEM-NH4-54MM-SF | Raw, ASI Generic NH4 Membrane, 54mm OD, w/o Packing | 0 | 0 | 49.14 | 0
SDNH42-500 | Solu,Ammonium Standard, 1000ppm NH4+ as N, 500mL | 0 | 0 | 0.684 | 0.0097
MEM-K-39MM-SF | Raw, ASI Generic Potassium membrane, 39mm OD, w/o Pakcing | 0 | 0 | 50.78 | 0
MEM-CA-39MM-SF | Raw, ASI Generic Calcium membrane, 39mm OD, w/o Packing | 0 | 0 | 78.2 | 0
SDNH-PACK | Solu,Nalco NH4 Pack, SDNH25-60, SDNH250-60, HTS3822000000 | 0 | 38.3 | 0.618 | 0.618
15380439 | MRO,Syringe Barrel,Natural 55cc | 500 | 1.02 | 1.02 | 1.02
871EC-UT0-3K10M | ELEC,871EC-UT0-3K,10M CABLE LENGTH | 0 | 670.84 | 691.131 | 479.457 | Lab-Ovh
871PH-1F3A-3-40 | ELEC,871PH-1F3A-3,40FT CABLE LENGTH | 0 | 545.9 | 290.304 | 265.118 | Lab-Ovh
450293-0001 | Sub,ISE43 Body,Remachined Top OD to 0.472",NH43A-04-01-R | 63 | 0 | 5.328 | 4.825 | Lab-Ovh
7597A1A-135-5 | Sub,stem,pH,GX-5,SJ,Annular,.472"x5.32"L,0.195#H011G-02-01 | 16 | 0 | 0.004 | 0.005
310258 | Raw, Chem, Magnesium Chloride Hexahydrate | 500 | 0 | 0.04398 | 0.04398
310251 | Raw, Chem, Magnesium Sulfate, Anhydrous | 1000 | 0 | 0.03528 | 0.03528
SD0N36 | Solu, Nitrate Standard, 1ppm NO3- as N | 0 | 0 | 0 | 0
PH12-1G12Q-MBZZ | ELEC,12MM PH,DOME,GLASS,120MM,PT1K,VP,MAN,BIOCERT,NO AGY CET | 0 | 463.25 | 344.917 | 160.727 | Lab-Ovh
SI1F11KK-125 | Sub,stem,ORP,2.5mmPt Disc,0.135"ODx4.92"L#RH54A-31-01 | 0 | 0 | 10.69 | 0 | Lab-Ovh
S-EURE-BR-MOD | Elec,ISE,Bromide Mono,Grey PVC,Solid State,0.475"ODx1.7"L | 1 | 113.96 | 25.987 | 25.441 | PROX Lab
SI1F11M-125 | Sub,stem,ORP,3mm Gold Disc,0.135"ODx4.92"L#RH54A-31-01 | 0 | 0 | 18.301 | 0 | Lab-Ovh
S-EURE-NH4-BODY | Elec,ISE,PVC,PVCM,DJ# | 4 | 56.56 | 22.14 | 22.129 | Lab-Ovh
BS809TU | BVI,CABLE SENSOR 871CR | 0 | 0 | 61.026 | 0
44009611 | Raw,Box-Outer,Horbia,2-15/16 x 2-1/4 x 10 | 1520 | 0 | 1.54 | 1.54
44009612 | Raw,Insert,Horbia,13-9/16 x 15-1/2 | 1470 | 0 | 1.98 | 1.98
SI1I1V1D-105 | Sub,stem,ORP,0.25"Pt Band,0.195"x4.13"L#R0PCV-01-01 | 7 | 0 | 13.471 | 0
22080002 | Raw,Silicone Tubing,5/16"ODx3/16"ID,50A Duro | 50 | 0.8192 | 0.8192 | 0.8192
SL0039 | Elec,CT,Epoxy BK Solid,Carbon,K=0.45#CT42L-C00-45X-X000XX | 2 | 46.31 | 22.272 | 21.428 | Lab-Ovh
SL0059 | Sub,pH Stem,ASGIII,0.195"/0.235"ODx5.31"L | 9 | 11.73 | 0.013 | 0.013
SL0062 | Raw,pH Stem,ASGIII,0.235"ODx4.65"L | 0 | 0 | 0.011 | 0
RMAENG | RMA for ENG | 0 | 0 | 0 | 0
SQ0007 | Raw,Low Bushing,H0LCA-04-01-1/2# | 0 | 0 | 0.001 | 0.001
SQ0008 | Raw,Bushing,Upper,H0LCA-04-02-1/2# | 0 | 0 | 0.01 | 0.0097
SQ0010 | Raw,Low case,H0LCA-04-04# | 0 | 0 | 0.001 | 0.001
SQ0011 | Raw,Upper case,H0LCA-04-05-1/2# | 0 | 0 | 0.001 | 0.001
SQ0018 | Raw,Soaking cap,H0LCA-04-12-2# | 0 | 0 | 0.01 | 0.01
SQ0027 | Raw,Cable Retaining Cap,H0LCA-04-10# | 0 | 0 | 0.01 | 0.01
SS02-0001 | Elec,ISE,Glass,SS,DJ#SS02G-S00-Z0X-SX18PX HTS 9027.80.4530 | 0 | 188.01 | 23.296 | 23.296 | PROX Lab
SS03-0001 | Elec,ISE,Epoxy Clear,Solid State,DJ#SS03Q-S00-L0X-S003BX | 0 | 0 | 9.536 | 0.0097
S-876PH-T | Sub,Housing/Bezel,for 876PH-T series Transmitter | 20 | 0 | 19.416 | 19.416 | Lab-Ovh
SS43-SEMI | Elec,ISE,Epoxy BK Solid,Solid State,DJ#SS43L-S00-Z0X-X000XX | 4 | 59.3 | 28.711 | 28.711 | PROX Lab
311175 | Raw, Chem, Potassium Hydroxide, 85% min | 0 | 0 | 0.035 | 0.035
SS61-SEMI | Elec,ISE,PVC,Solid State,MONO#SS61V-S00-X0X-G01XX | 0 | 58.74 | 16.815 | 0.765 | PROX Lab
S-876CR | Sub,Housing/Bezel,for 876CR series Transmitter | 0 | 0 | 26.022 | 26.022 | Lab-Ovh
S-876PH-S | Sub,Housing/Bezel,for 876PH-S series Transmitter | 1 | 0 | 20.115 | 20.115 | Lab-Ovh
SSLZ-0001 | Elec,ISE,Epoxy Amber,_,SJ#SSLZH-X00-S0X-S002BX | 0 | 62.55 | 3.957 | 0.874
STIR-CH | Acce,StirRing Station,3 Acceory items.ROHS2 Vernier#XSTRIX | 0 | 52.35 | 38.2678 | 48.99
EP307B1P1T2P1 | ELECTRODELESS CT | 0 | 436.99 | 351.88 | 321.892 | Lab-Ovh
BVA-PHA1V08-D | BALL VALVE,PH10/ORP10,316SS,VITON,0-8"L,2"ANSI150#FLANGE | 0 | 1852.41 | 1503.061 | 0 | Lab-Ovh
871EC-BW0-4V | ELECTRODELESS CT,LG BORE PEEK,PT100,WIDE RANGE,20FT,NOLUG,VT | 0 | 562 | 506.135 | 259.462 | Lab-Ovh
871EC-LB0-34 | ELECTRODELESS CT,LG BORE PEEK,100K,CABLE PERSO,NO LUG | 0 | 376.17 | 352.813 | 0 | Lab-Ovh
PH10-1N2Q-FA | DOLPHIN PH,DOME BULB,PT1K,VP CONN,FM | 0 | 340.6 | 143.661 | 211.624 | Lab-Ovh
875CR-A1C-A | CT/RESISTIVITY ANALYZER 120VAC,50/60Hz,PANEL,CSA,STORM DOOR | 0 | 360.95 | 125.365 | 564.854 | Lab-Ovh
871FT-4G3B3T-V | ELEC,FT CT,IND-LOW,2",316SS,PVDF,ANSI150,PT100,VITON | 0 | 3924.5 | 3018.675 | 0 | Lab-Ovh
876PH-TWZZ-7 | PH/ORP/ISE INTELLIGENT TRANSMITTER | 0 | 242.29 | 92.26 | 92.26 | Lab-Ovh
SX0025 | Raw,End Mill,1/16x 3/8x 1-1/2",Bass Tool 9-400-004# | 300 | 0 | 5.85 | 5.85
T025-0005 | Elec,TC,316SS,10K OHM,#T025I-S02-X0X-V003B2 | 0 | 0 | 0.7 | 0
PH10-2N2A-2H | DOLPHIN PH,DOME BULB,NO GUARD,PT1K,20FT HTCABLE,PIN LUGS | 0 | 315.12 | 190.229 | 184.448 | Lab-Ovh
T0BT-1000 | Temp,TC,316SS,1K OHM SG,#T0BTV-S84-X0X-FM05TX*; 2001TM | 4 | 92.57 | 28.505 | 28.262 | Lab-Ovh
T0BT-3010 | Temp,TC,316SS,30K OHM SG,#T0BTV-S81-X0X-FM10TX(233032-001) | 2 | 107.5 | 38.206 | 35.453 | Lab-Ovh
873EC-AIYFNZ | ELECTRODELESS CT ANALYZER | 0 | 244 | 76.279 | 581.69 | Lab-Ovh
T0N2-0001 | Temp,TC,316SS,100 OHM,#T0N2K-X01-XOX-S004PX HTS 9027.80.4530 | 6 | 556.65 | 17.999 | 8.555
T0N2-0002 | Temp,TC,316SS,1K OHM,#T0N2K-X04-X0X-S004PX,HTS9027804530 | 1 | 60.77 | 21.322 | 20.232 | PROX Lab
T1AC-0015 | Temp,TC,316SS,10K OHM,#T1ACS-X02-X0X-S015TX | 3 | 28.38 | 13.847 | 13.847 | Lab-Ovh
T1AC-EC01 | Temp,TC,316SS,10K OHM,#T1ACS-X02-X0X-Y04.5MX | 9 | 25.5 | 12.46 | 14.943 | Lab-Ovh
88000042 | Raw,glass stem 0.145'" for 668295B,customer supplied | 21 | 0 | 0 | 0
TDGS | Acce,Detachable membrane cartridge#TDGS | 41 | 87.07 | 11.658 | 28.293
TFBNC-MM-4FY | Acce,Adapter,Wiring FBNC/MMolex to Hanked, S=ZV Cable, 4' lo | 0 | 36.6 | 5.47 | 4.576 | Lab-Ovh
TMP-BTA-CH | Temp,TC,316SS,20K NTC,#T025I-S26-X0X-V005V5 | 0 | 10.62 | 8.3286 | 8.327
TMP-BTA-VAL | Temp,TC,316SS,20K NTC,#T025I-S26-X0X-V005V5 | 0 | 9.83 | 8.3286 | 8.327
871PH-1P1B | ELEC,PH,RYTON,BULB,PT100,TI,CERAMIC JCT,PTFE,20FT CABLE,PIN | 0 | 496.33 | 254.821 | 275.21 | Lab-Ovh
PH10-1N2A-CFN | DOLPHIN PH,DOME BULB,PT1K,10FT CABLE,PIN LUGS,CHEM,FM | 0 | 311.32 | 187.412 | 169.311 | Lab-Ovh
TS1084709 | Elec,pH,XVD,DJ,Blk Ryton T/L,3/4"MPT#V-1000-4B-65 | 3 | 424.31 | 28.564 | 9.532 | PROX Lab
871CR-B3T1K1J1S | CT R-SENSOR,0.1,PEEK,TI,UNIVERSAL W/FITTING,PT1K,80FT,#6,CER | 0 | 719.01 | 481.497 | 419.935 | Lab-Ovh
871EC-LB0-34-10 | 871EC-LB0-34,10FT CABLE LENGTH | 0 | 372.07 | 352.813 | 197.004 | Lab-Ovh
871PH-1F1A-3450 | ELEC,871PH-1F1A-34,50FT CABLE LENGTH | 0 | 514.38 | 282.73 | 271.878 | Lab-Ovh
871CC-B2-3-10M | ELEC,871CC-B2-3,10M CABLE LENGTH | 0 | 466.54 | 221.284 | 153.515 | Lab-Ovh
871EC-HP0-3-30M | Elec,871EC-HP0-3,30M CABLE LENGTH | 0 | 933.26 | 948.881 | 840.836 | Lab-Ovh
871PH-1A1A-3-3M | Elec,871PH-1A1A-3,3M cable length | 0 | 471.55 | 237.47 | 275.253 | Lab-Ovh
M10-003-022 | Sub,Nut,SS 316,Cond,1/2"MPT,for 1/2"Tubing,C621H Style | 1 | 0 | 5.219 | 0
BS810QE | Patch Cord - 50ft, high temp, no preamp | 1 | 680.31 | 228.528 | 163.944 | Lab-Ovh
BS805PL | FLANGE,2",300#,316SS | 0 | 1033.26 | 297.647 | 259.928 | Lab-Ovh
TS35PT10020PT | Elec,pH,Kynar BK,ASGVIII,DJ#H0T3K-L86-D0X-C020CP | 1 | 322.86 | 32.77 | 31.546
X0201LE | Raw,O-Ring, 2-151, KALREZ | 0 | 0 | 64.6 | 0
BS805RG-50 | CABLE ASSY 871C,50FT | 0 | 322.22 | 92.497 | 0
TS47YC4J1Z15B | Elec,pH,Kynar BK,ASGVIII,DJ#H0T3K-L00-D0X-S015BX | 0 | 0 | 6.539 | 0.0097
SI1I1V1C-105-5 | Sub,stem,pH,GX-5,0.195"x4.125"L#H0PCV-02-01 | 8 | 0 | 0.002 | 0.004 | Lab-Ovh
SI1L2G1C-057-5 | Sub,stem,pH,GX-5,0.235"/0.165"x2.22"L#H058Q-02-01 | 33 | 0 | 0.002 | 0.001
2810-088 | GATE VALVE 316 #4741K25 | 2 | 0 | 115.44 | 115.44
DP611-120 | DP611-121 DEM. PRINT | 0 | 0 | 0 | 0
BS809RW | SENSOR BODY ASSY,UNIVERSAL | 0 | 0 | 1342.076 | 0
TSI-12 | Elec,pH,Glass,ASGIII,SJ#H012G-T01-S0X-C003BB | 0 | 0 | 10.575 | 0.0097
19805057 | Acce,Soak Bottle w/Sponge and Label with "Calibration bottle | 0 | 2.18 | 0.55714 | 1.28
VPG-BTD-CH | Acce,Vernier Photogate.ROHS2 Vernier#XVPG2X | 0 | 19.93 | 0.4153 | 11.94
VPG-BTD-VAL | Acce,Vernier Photogate.ROHS2 Vernier#XVPG2X | 0 | 19.93 | 12.3143 | 12.3198
VSLQ2-INSERT | Acce,Insert,VSLQ 4-Bay. VSLQA-14-02. ROHS2#ZBOX506X | 0 | 0 | 1.3965 | 0.95
WA-0029 | Acce,Bracket universal mounting# (450356) | 324 | 5.04 | 1.6256 | 1.1105
WA-0030 | Acce,Shield Power 2250# (450358) | 324 | 3.19 | 1.0204 | 0.69411
WA-0031 | Acce,302 Stainless Steel# (482029) | 324 | 2.31 | 0.99031 | 0.66917
WA-0033 | Acce,Gasket Internal 2250# | 326 | 3.19 | 0.75821 | 0.52478
WA-0034 | Acce,Shield Controller 2250#(450359) | 108 | 3.68 | 1.3471 | 0.73314
WA-0034A | Acce,Shield controller 2252 (large cutout),AQ0847# | 108 | 3.68 | 3.0686 | 1.67
WA-0034B | Acce,Shisld controller 2250 (gen 2) small cotout,AQ0848# | 108 | 3.83 | 0.96847 | 0.66393
WA-0035 | Acce,Cover 2250# (450357) | 434 | 7.54 | 2.5076 | 1.7084
WA-0036 | Acce,Box 2250# (450361) | 324 | 12.35 | 4.4446 | 3.0211
WA-0037 | Acce,Clamp Universal Mount# (450360) | 648 | 3.37 | 0.76095 | 0.51577
WA-0038 | Acce,Gasket External 2250# (6A0219) | 324 | 4.15 | 1.2843 | 0.87462
871PH-2A1A-3-40 | ELEC,871PH-2A1A-3,40FT cable length | 0 | 535.25 | 303.616 | 432.938 | Lab-Ovh
AS100AW | Acce,TWIST LOCK ADAPTER(316SS,3/4NPT,WATER APPL) | 12 | 90.89 | 26.035 | 25.968
871PH-1F1A-3-10 | ELEC,871PH-1F1A-3,10FT cable length | 0 | 468.62 | 239.786 | 228.661 | Lab-Ovh
WRT-BTA | Temp,TC,316SS,30K NTC# | 10 | 49.71 | 33.285 | 33.285 | PROX Lab
WRT-BTA-CH | Temp,TC,316SS,30K NTC# | 0 | 37.34 | 23.02 | 23.023
875PH-C2Z-C | PH/ORP/ISE ANALYZER,240VAC,PIPE,NO CERT,HART | 0 | 453.75 | 150.259 | 588.872 | Lab-Ovh
875PH-A3Z-A | PH/ORP/ISE ANALYZER,120VAC,SURFACE,NO CERT,STORM DOOR | 0 | 451.8 | 149.775 | 593.892 | Lab-Ovh
X/B-S010 | Acce,Cable,#X/B-S010 | 100 | 24.86 | 10.668 | 10.587 | Lab-Ovh
XCA-BTAX | Elec,ISE,PVC,_,DJ W/CERAMIC#ZSEN107X | 0 | 64.06 | 32.659 | 32.659 | PROX Lab
XCA-MODX | Elec,ISE,PVC,PVCM#MDV1CA | 35 | 48.01 | 21.698 | 21.698 | Lab-Ovh
XCL-BTAX | Elec,ISE,PVC,_,DJ W/CERAMIC#ZSEN108X | 2 | 98.85 | 38.725 | 38.725 | PROX Lab
XEZ-TMPX | Temp,TC,316SS,30K NTC# | 0 | 20.03 | 6.486 | 43.56 | Lab-Ovh
XFPH-BNC2X | Elec,pH,Epoxy,ASGV,DJ#ZSEN070X | 50 | 23.12 | 18.343 | 18.343 | Lab-Ovh
XGDX-ODO-CAPX | Acce,GDX Optical DO Replacement membrane cap#ZSEN146X | 0 | 31.93 | 8.575 | 8.537 | Lab-Ovh
XGOTEMPX | Temp,TC,316SS,30K NTC# | 0 | 19.25 | 6.6714 | 8.83
XGPH-BNCX | Elec,pH,Glass,ASGVIII,DJ#H011G-L00-D0X-S003BX | 0 | 42.23 | 9.121 | 8.309
XK-BTAX | Elec,ISE,PVC,_,DJ W/CERAMIC#ZSEN106X | 0 | 64.06 | 32.659 | 31.542 | PROX Lab
871A-3D-3 | Elec,ORP PROBE,PLATINUM,PT1K,CABLE PER SO | 0 | 241.8 | 91.886 | 0 | Lab-Ovh
M06-011-003 | Sub,Tee fitting w/cap,PVC,modify from AC(00370028) | 1 | 0 | 10.468 | 0 | Lab-Ovh
XK-MODX | Elec,ISE,PVC,PVCM# | 0 | 47.47 | 25.79 | 25.79 | PROX Lab
XNH4-BTAX | Elec,ISE,PVC,_,DJ W/CERAMIC#ZSEN105X | 16 | 64.06 | 32.659 | 32.659 | PROX Lab
XNH4-MODX | Elec,ISE,PVC,PVCM#MDV1NH | 35 | 48.01 | 13.848 | 13.848 | Lab-Ovh
XNO3-BTAX | Elec,ISE,PVC,_,DJ W/CERAMIC#ZSEN104X | 0 | 64.06 | 32.76 | 32.76 | PROX Lab
XNO3-MODX | Elec,ISE,PVC,PVCM#MDV1NO | 40 | 47.47 | 12.228 | 12.228 | Lab-Ovh
XODO-BTA2X | Elec,ODO,ABS#DOV2-0001 | 0 | 211.92 | 166.159 | 158.446 | Lab-Ovh
XODO-CAPX | Acce,ODO,ABS,Membrane CAP#DOV1-MS01 | 15 | 31.93 | 13.118 | 10.886
XPH-BTA5X | Elec,pH,Epoxy Blue,ASGVIII,SJ#HPV6T-L00-SNX-Y04HSS* | 0 | 24.08 | 17.828 | 17.828 | Lab-Ovh
XSTIRXA | Acce,Stirring Station,No Accessory,ROHS2 Vernier | 313 | 45.4 | 31.5529 | 33.704
XSTS-BTAX | Acce,VSST-BTA Vernier. ROHS2# | 350 | 10.01 | 6.0118 | 6.0128
22175190 | Raw,O-ring,-029,Viton 75 | 0 | 0 | 7.81 | 0
XVP-BTA2X | Cable assembly,ROHS2 Vernier,# | 627 | 3.5 | 1.0632 | 1.0556
XVPG3X | Acce,Photogate,Vernier ROHS2# | 618 | 18.88 | 11.3882 | 11.3882
871FT-3G2B3C-9P | ELEC,FT CT,IND-HI,2",HAST,PVDF,ANSI150,PT100, T-cable,CHEMRZ | 0 | 8361.76 | 5899.402 | 6214.914 | Lab-Ovh
Z54H1P-5 | Elec,pH,ABS BK,ASGVIII,DJ#HZ54A-L00-B0X-X000FB | 0 | 22.51 | 16.0143 | 13.086
ZACC017X-VSCM | Acce,Photo stand,Vernier.ROHS2 Vernier# | 0 | 28.66 | 25.75 | 25.75
ZACC023X | Acce,3 - Step Pulley. ROHS2 Vernier# | 1034 | 2.65 | 1.6588 | 1.6606
ZACC031X | Raw,Al rod Vernier# | 8340 | 1.23 | 0.75789 | 0.75789
ZBOT006X | Acce,Bottle, Vernier #MD0020-01 | 0 | 0.81 | 0.0097 | 0.0097
ZBOT007X | Acce,Bottle,Elec Storage w/Cap & Grommet,ST Label, #650027 | 0 | 1.23 | 0.605 | 0.605
ZBOT024 | Acce,Cuvette Tray.ROHS2 Vernier# | 400 | 1.27 | 0.25882 | 0.26103
ZBOX140X | Acce,Box 02 skirt RoHS2 Vernier#VST02-09-01X | 199 | 0.6 | 0.16471 | 0.23817
ZBOX141X | Acce,Box C02 tube RoHS2#VSC02-09-01 | 0 | 3.2 | 0.38571 | 0.39408
ZBOX142X | Acce,Box second half of body C02 & 02 RoHS2#VST02-09-02,M | 0 | 1 | 0.8625 | 0.69
ZBOX143X | Acce,Box first half of body C02 & 02 RoHS2#VST02-09-03,F | 0 | 1 | 0.8625 | 0.69
ZBOX148X | Acce,LEGO NXT BTA Adap Housing RoHS2 Vernier# | 0 | 0.93 | 0.83 | 0.83
ZBOX149X | Acce,Rotary Motion Housing and Lid RoHS2 Vernier# | 206 | 3.38 | 1.0353 | 1.0304
77030018-10 | RAW, PCB Assembly, Turbidity, DPD Board | 246 | 0 | 7.644 | 5.2
77030018-20 | RAW, PCB Assembly, Turbidity, Motor Control Board | 245 | 0 | 8.7024 | 5.92
ZBOX505X | Acce,Plastic main body Vernier#AQ0278 | 0 | 0 | 0.01 | 0.01
ZBOX507X | Acce,VSLQ2 insert2 RoHS2 Vernier#AQ0379 | 0 | 0 | 0.95 | 0.95
ZBOX510X | Acce,Clam Shell CO2 Top Half.ROHS2 Vernier# | 200 | 1.02 | 0.14118 | 0.14082
ZBOX511X | Acce,Clam Shell CO2 Bottom Half. ROHS2 Vernier# | 200 | 1.48 | 0.88235 | 0.88306
ZBOX620X | Acce,Vernier MFVS Housing. ROHS2 Vernier# | 0 | 2.77 | 1.64 | 1.64
ZBOX624X | Acce,EZ - LINK CASE RoHS2 Vernier# | 402 | 0 | 2.2875 | 2.2875
ZBOX625X | Acce,Go-Link case. 2 piece molded.ROHS2 Vernier# | 74 | 0 | 2 | 1.6
OSP-CUT-02 | Outside Processing Cutting HCR | 0 | 0 | 425 | 952
ZCAB022X | Acce,Cable,w/BK Plug (BTA) LF.ROHS2 Vernier,# | 9995 | 1.36 | 0.56842 | 0.57143
ZCAB042X | Acce,Cable,Right Extension EXT-BTA.ROHS2 Vernier,#EXT-BTA-RF | 84 | 1.55 | 0.925 | 0.925
ZCAB043X | Acce,Cable,Left Extension EXT-BTA.ROHS2 Vernier,#EXT-BTA-LF | 174 | 1.55 | 0.925 | 0.925
00030403 | Raw,Reducing Bushing,SS316L,1-1/4"MNPT x 1"FNPT,Sch40 | 5 | 0 | 18.6 | 18.6
ZCAB085X | Acce,Cable,BTA cable male/male. 1M.ROHS2 Vernier,# | 200 | 1.36 | 0.52632 | 0.52932
ZCAB093X | Acce,Cable,Go-Link Cable,1.5 meter,molded USB A,ROHS2 Vernie | 900 | 2.52 | 1.5053 | 1.6842
ZCAB098X | Acce,Cable,LGA - BTAX cable. ROHS2 Vernier# | 0 | 2.7 | 1.85 | 1.85
ZCAB313X | Acce,Cable,Force Sensor Cable,2.5M long,Assy w/ BTA# | 1000 | 2.24 | 0.86316 | 0.85714
OSP-PAINT-02 | Outside Processing Paint & Weld (BS811FB) | 0 | 0 | 105 | 105
ZCHM024X | Solu,Polarographic Dissolved Oxygen Internal Fill, 30mL | 0 | 0 | 0.288 | 0.0097
ZCHM027X | Solu,Conductivity Standard, 1413µS/cm, Gallon, CON-MST-G | 0 | 56.24 | 1.996 | 1.996
ZCHM029X | Solu,Potassium Standard (High), 1000ppm as K+, 30mL, Ver | 0 | 2.06 | 0.288 | 0.438
ZCHM030X | Solu,Potassium Standard (Low), 10ppm as K+, 30mL, Vernie | 0 | 2.06 | 0.288 | 0.438
ZCHM031X | Solu,Nitrate Standard(High), 100 ppm NO3- as N, 30mL,Ver | 0 | 2.06 | 0.288 | 0.438
ZCHM032X | Solu,Nitrate Standard(Low), 1 ppm NO3- as N, 30mL, Verni | 0 | 2.06 | 0.288 | 0.438
ZCHM033X | Solu,Ammonium Standard(High),100ppm NH4+ as N,30mL,Verni | 0 | 2.06 | 0.288 | 0.288
ZCHM034X | Solu,Ammonium Standard (Low), 1ppm NH4+ as N, 30mL, Vern | 0 | 2.06 | 0.288 | 0.288
ZCHM035X | Solu,Calcium Standard (High), 1000ppm as Ca2+, 30 mL Ver | 0 | 2.06 | 0.288 | 0.288
ZCHM036X | Solu,Calcium Standard (Low), 10ppm as Ca2+, 30 mL Vernie | 0 | 2.06 | 0.288 | 0.288
ZCHM037X | Solu,Chloride Standard (High),1000ppm as Cl-, 30 mL,Vern | 0 | 2.06 | 0.245 | 0.245
ZCHM038X | Solu,Chloride Standard (Low), 10ppm as Cl-, 30mL, Vernie | 0 | 2.06 | 0.288 | 0.438
VLTTAZ-50 | Assembly,LiveTap,316SS,50",w/ball valve, JCT box | 0 | 3236.48 | 540.681 | 0
VLTTAT-50 | Assembly,LiveTap,TI,50",w/3 piece ball valve,JCT box | 0 | 0 | 2473.864 | 0
ZHDW110X | Acce,O-Riing in Orange Color CO2.ROHS2 Vernier# | 600 | 0.23 | 0.11579 | 0.095
ZHDW111X | Acce,Rad Monitor Wandw/ Brass Mesh.ROHS2 Vernier# | 151 | 3.33 | 0.77647 | 0.77771
VLTTAH-50 | Assembly,LiveTap,HAST-C,50",w/3 piece ball valve,JCT box | 0 | 0 | 4238.352 | 0
ZHDW602X | Acce,Hook for DFS,6-32,asi#481017.ROHS2 Vernier#AN0010 | 12000 | 0.13 | 0.06316 | 0.06376
ZHDW614X | Acce,VSLQ Power Jack.ROHS2 Vernier# | 169 | 0.46 | 0.25882 | 0.36
ZHDW701X | Acce,Electrode holder for stir station REV 2. ROHS2 Vernier | 13 | 3.81 | 1.1059 | 1.1122
ZHDW702X | Acce,Vernier MFVS Cap.ROHS2 Vernier# | 564 | 0.55 | 0.24211 | 0.35
ZHDW703X | Acce,Vernier MFVS Switch.ROHS2 Vernier# | 0 | 0.27 | 0.212 | 0.212
ZHDW791X | Acce,Thumb Screw for XDFS,1/4-20. ROHS2 Vernier#AQ0056 | 6000 | 0.38 | 0.07368 | 0.07068
ZHDW800X | Acce,Hex Nut for XSTRIX.ROHS2 Vernier# | 212 | 0.57 | 0.29474 | 0.30075
ZHDW801X | Raw,Al Rod 19 Inch for XSTRIX.ROHS2 Vernier# | 300 | 6.58 | 3.5474 | 3.5516
BS806HD-60 | CABLE ASSY,125C LGLESS 427, 60ft. | 0 | 281.99 | 213.755 | 0
871PH-3A3A-310M | ELEC,871PH-3A3A-3,10M Cable Length | 0 | 451.52 | 214.895 | 258.151 | Lab-Ovh
ZHDW806X | Raw,Screw for Case of CONPT-BTA#481023 | 0 | 0.02 | 0.009 | 0.009
871CC-A2-34-7M | ELEC,871CC-A2-34, 7M Cable Length | 0 | 442.9 | 195.47 | 183.955 | Lab-Ovh
BS808FQ | CAN, TOROID DN25 | 1 | 2061.5 | 589 | 589
M02-027-008 | Sub,Cap,PVC Black,DL,2-O-rings,for 6-Pin Military Connector | 24 | 0 | 0.363 | 0.336 | Lab-Ovh
ZHDW837X | Acce,Screw (MDVDCK-07-01). ROHS2#MDVDCK | 1000 | 1.6 | 1.0353 | 1.0367
ZHDW850X | Acce,Screw #2-28x1/4# | 0 | 0.06 | 0.02 | 0.02
ZHDW856X | Acce,Sil Bumper,#6-32 Flat head. VDFS-09-05.ROHS2 Vernier#ZH | 12000 | 0.73 | 0.48421 | 0.48423
ZMOT001X | Acce,DC Motor for Stirrer. ROHS2 Vernier# | 90 | 2.24 | 0.65263 | 1.554
M07-003-072 | Sub,Tube,316SS,Conductivity K=0.01,0.75"ODx23"L,2 holes | 3 | 0 | 41.719 | 48.831 | Lab-Ovh
ZMSC072X | Raw,LANYARD.ROHS2# | 0 | 2.78 | 0.21 | 0
C35B270-30H | Elec,Cond, K=0.1,SS316/PEEK,PT100,3/4"MPT,7"Ins,30FT | 0 | 0 | 135.455 | 136.721 | Lab-Ovh
S-NH35-03 | Sub,NH35,semi assy stem for HACH 5192730 #NH35A-06-01 | 11 | 0 | 3.637 | 0.75
F001502-X18Z | Elec,Fluoride,DJ,12mmx110mm,Refillable,Glass,18",Z conn. | 0 | 653.24 | 38.291 | 0
ZMSC825X | Acce,Polishing strip, 6000 grit, 1x2, (6B0101) Vernier | 0 | 1.73 | 0.0097 | 0.0097
ZMSC845X | Acce,Ethanol probe cap assembly# | 182 | 1.78 | 0.71765 | 0.71685
F001508-X18Z | Elec,Fluoride,DJ,12X110mm,Refillable,Epoxy,18",Z connector. | 0 | 653.24 | 39.471 | 0
315025NN | Sub,0.015" Silver Wire,25mm Length | 0 | 0 | 0.065 | 0
M01-035-020 | Sub,Epoxy,Clear,12mmODx.400"IDx115mm Length, SlotGuard | 0 | 0 | 2.2 | 0
ZSEN003X | Elec,CT,Molded Material,Carbon,K=1.0#CT25I-C02-10X-F003TX | 0 | 22.65 | 13.759 | 13.759 | Lab-Ovh
BS811LX-35 | CABLE ASSY,35FT | 0 | 0 | 37.439 | 0
00070015 | Raw,Borofloat Glass Squares,2"x2"+/- .010x0.028"+/-0.002THK | 49 | 0 | 4.85 | 4.85
332011 | Solu, Saturated Potassium Sulfate, K2SO4 | 0 | 0 | 0 | 0
332011-30 | Solu, Saturated Potassium Sulfate, K2SO4 | 0 | 0 | 0.288 | 0
ZSEN042X | Elec,ORP,PC,PT Band,SJ#R035N-P00-S0X-S003BX* | 0 | 37.9 | 20.7 | 24.68 | Lab-Ovh
ZSEN042-XXXX | Sub,ORP Tube Assy,Red PC,PT DISC,SJ# RV35R-06-02 | 228 | 0 | 11.7765 | 12.607
ZSEN044 | Elec,CT,Molded Material,PT Wire,K=10#CT25I-W02-11X-GX02NC | 15 | 71.19 | 32.332 | 32.16 | PROX Lab
ZSEN080X | Elec,Ethanol,ABS#EG32A-X00-X0X-GX1.5TX | 0 | 24 | 13.292 | 12.86 | Lab-Ovh
ZSEN089X | Elec,pH,PC,ASGVIII,SJ,Fibers,Ag/AgCl,Gel,Blk BNC Cap,pad pnt | 0 | 13.32 | 8.297 | 8.297 | Lab-Ovh
B0200EB | Electrolyte, solution | 0 | 0 | 2.898 | 0
RC68G-D001 | FC,Chlorine,GB Ryton,20F,Digital PCB,output RS485-modbus,T | 0 | 1181.76 | 141.465 | 163.026 | Lab-Ovh
450084-0004 | Sub,GB Housing,Blk PPS (Ryton) for Digital PCB,RC68G-D4-01-R | 18 | 0 | 2.765 | 2.723
351103-0003 | Sub, RC SS ring,SS 316,0.835"ODx0.482"L,RC68G-D4-02 | 0 | 0 | 1.394 | 1.394
M01-023-016 | Sub,Epoxy,SmokeyGray,12mmODx117mm Length,SlotGuard,Refill | 8 | 0 | 2.429 | 0
C4-003-BB | Sub,Cable,BB,C4,3F,Male BNC:77020104,Cable:99026100 | 0 | 0 | 1.985 | 0
3330240 | Raw,PROBE CAP,1.65"ODx2.35"L,Black ASA757G,R-6,RHGAP-04-02 | 4222 | 0 | 0.9706 | 0.844
330090 | Raw,BOTTLE CAP,2.4"ODx1"L, Black ASA757G, R-A,RHGAP-04-03 | 2683 | 0 | 0.84755 | 0.737
ZSEN111X | Elec,ISE,Chloride,PVC,Solid State,DJ# | 0 | 92.66 | 31.168 | 27.149 | PROX Lab
ZSEN113X | Elec,ISE,Ammonium,PVC,PVCM,DJ# | 1 | 56.18 | 31.046 | 11.613 | PROX Lab
ZSEN114X | Elec,ISE,Nitrate,PVC,PVCM,DJ# | 1 | 56.18 | 31.046 | 31.046 | PROX Lab
ZSEN115X | Elec,ISE,PVC,Solid State,DJ#CLV5V-S00-Z0X-X000BX | 30 | 92.3 | 31.867 | 31.867 | PROX Lab
ZSEN116X | Elec,ISE,PVC,PVC M,DJ#CAV5V-P00-Z0X-X000BX | 3 | 52.93 | 27.126 | 27.126 | PROX Lab
ZSEN117X | Elec,ISE,PVC,PVC M,DJ#NOV5V-P00-Z0X-X000BX | 61 | 52.41 | 27.126 | 27.126 | PROX Lab
ZSEN118X | Elec,ISE,PVC,PVC M,DJ#NHV5V-P00-Z0X-X000BX | 41 | 52.93 | 27.126 | 27.126 | PROX Lab
ZSEN119X | Elec,ISE,PVC,PVC M,DJ#KTV5V-P00-Z0X-X000BX | 7 | 52.93 | 27.126 | 27.126 | PROX Lab
ZSEN120X | Elec,ORP,PC,PT Band,SJ#RS35N-P00-S0X-X000BX | 0 | 23.95 | 17.605 | 17.605 | Lab-Ovh
ZSEN121X | Elec,pH,Polymer,Blk,ASGV,DJ#HS28L-F00-D0X-X000BX (ECO#25072) | 8 | 25.33 | 12.465 | 12.465 | Lab-Ovh
ZSEN129X | Elec,CT,PC,Carbon,K=1,10K,4-wire,Conn SHLP-05V-S-B,pad print | 4 | 31.18 | 22.021 | 22.021 | Lab-Ovh
ZSEN138X | Elec,pH,Glass,ASGVIII,DJ#H011G-L00-D0X-X000BX | 7 | 46.16 | 27.859 | 26.799 | PROX Lab
ZSEN139X | Temp,TC,SS316,1K RTD# | 315 | 24.12 | 12.5059 | 16.1636
ZSEN143X | Temp,Temperature Sensor, for GO Direct Suface.ROHS2 | 570 | 11.84 | 5.5647 | 5.561
ZSEN146X | Elec,ODO,ABS#GDX-ODO | 15 | 131.58 | 69.051 | 69.051 | Lab-Ovh
ZSEN156X | Elec,CT,Epoxy BK Solid,PT Wire,K=10#CT23L-W02-11X-GX02NC | 43 | 68.73 | 30.882 | 13.547 | PROX Lab
ZSEN160X | Elec,Ethanol Gas Sensing,ABS,Vernier GO DIRECT# | 0 | 25.6 | 14.676 | 14.662 | Lab-Ovh
ZSEN168X | Elec,CT,Epoxy Amber,PT,K=1.0#CT02H-P02-10X-S003TX | 0 | 50.3 | 30.073 | 30.073 | Lab-Ovh
875EC-B1D-AC | ELECTRODELESS CT ANALYZER,220VAC,PANEL,IEC,STORM DOOR,HART | 0 | 480.76 | 137.583 | 566.372 | Lab-Ovh
00-299251 | Raw,FBNC connector with 5pin# C670-299251 | 0 | 1 | 0.5 | 0.5105
AS350AC | Elec,GL bulb stem,PH.Powder: AS600AD.Tubing: HS020AA. | 93 | 0 | 1.611 | 1.611 | Lab-Ovh
B1280NR | Elec,GL bulb stem,Ruggedized pH.Powder:AS350AV.tubing:HS020A | 90 | 7.49 | 6.089 | 6.089 | Lab-Ovh
B1280NS | Elec,Bulb stem,Flat pH,Powder: AS350AV.tubing: hs020ap. | 1633 | 0 | 5.186 | 0
B1280NT | Elec,GL bulb stem,PH Non-Flowing.Powder:BS811FU.Tubing: HS02 | 2583 | 74.9 | 5.799 | 1.398 | Lab-Ovh
B1280NU | Elec,GL bulb stem,Domed,PH12.Powder:BS814AL.Tubing: HS020AA | 117 | 0 | 0 | 0
B1280NV | Elec,GL bulb stem,Domed, PH12. Powder: BS811FU.Tubing:HS020A | 213 | 0 | 0 | 0
B1280NW | Elec,GL bulb stem,Flat, PH12. Powder: BS811FU.Tubing:HS020AA | 148 | 0 | 0 | 0
BS805KW | Elec,GL bulb stem,PH Flat glass. Powder: AS350AV.Tubing:HS02 | 73 | 8.89 | 3.104 | 3.104 | Lab-Ovh
BS806BQ | Sub,Electrode Graphite 1.0 and 10# | 1777 | 0 | 2.144 | 1.984 | Lab-Ovh
BS812CQ | Elec,GL bulb stem,PH. HT. Powder: BS811FU.Tubing:HS020AA | 57 | 8.08 | 2.355 | 2.201 | Lab-Ovh
CT42-0004 | Elec,CT,Epoxy BLK Solid,Carbon,K=0.45#CT42L-C00-45X-X000PM | 0 | 0 | 17.83 | 0.0097
CTGB-P002-3F | Elec,CT,Ryton,Carbon,K=1.0#CTGBZ-C06-10X-F003TX | 0 | 0 | 66.388 | 109.9
DOGB-ZJ01 | Elec,ODO,Ryton,Gen2,V9.09.14#DOGB-ZJ01 | 0 | 714.02 | 140.383 | 0.0097
H0GB-P201-20M | Elec,pH,Ryton,ASGVII,DJ,4-20mA,2wire,T#H0GBZ-D35-BPX-FM20TX | 0 | 0 | 44.535 | 0
HR61-PC19-SG-6M | Elec,pH,Ryton,ASGVII,DJ#HR61Z-D86-B0X-X000PF,6M CABLE | 0 | 0 | 74.383 | 0.0097
R0GB-P201-20M | Elec,ORP,Ryton,Fluoride,SW#R0GBZ-F00-BPX-FM20TX | 0 | 0 | 59.676 | 0
RC67MEM1ECGKIT | Acce,Kit,RC Repl Parts,RC67-MEM2+2 Polish Strips+3 O-ri | 0 | 26.65 | 7.436 | 7.436 | Lab-Ovh
SL0084 | Elec,CT,Epoxy BLK,Carbon,K=0.45#CT40L-C00-45X-X000XX | 38 | 45.8 | 6.117 | 5.887
NSN-TARIFF | Tariff | 0 | 0 | 0 | 0
TMP-BTA | Temp,TC Probe Vernier.ROHS2 | 2250 | 9.93 | 4.7412 | 4.738
242101 | Raw,Int Ag, 0.010"x8" w/0.125" Silicone Bushing | 24072 | 0 | 0.55353 | 0.24983
RE54-E001 | Elec,ORP Combo, In-line. PT PIN RoHS compliant 93032023 | 69 | 51.94 | 25.768 | 25.768 | Lab-Ovh
ZCAB079X | Cable and Strain Relief.ROHS2 Vernier | 1449 | 3.08 | 2.15 | 0
RE54-FD02 | Elec,ORP Combo, 1/2 NPT In-Line/Submersible.ROHS3 | 15 | 44.88 | 31.207 | 31.207 | Lab-Ovh
BT-R03 | Acce,Cable,ORP cable,coax. ROHS2#BT-R03 B/CP-S003 | 5 | 6.83 | 2.8235 | 2.5767
BT-B03 | Cable.ROHS2,#B/CP-S003 BT-B03 | 5 | 6.83 | 1.9529 | 1.9529
ZCAB096X | Cable w/BLK Plug and Strain Relief VRM-BTD.ROHS2 Vernier | 301 | 3.2 | 1.9177 | 1.9243
111106 | Raw,O-Ring,BN70 106, 3/16x3/8x3/32 RoHS2 | 0 | 0 | 0.00909 | 0.00909
PHC725 | Glass stem | 0 | 5.84 | 1.77 | 1.77
HE54-FD02 | Elec,pH,ABS BK,ASGV,DJ#HE54A-W00-B0X-X000FB | 60 | 25.65 | 14.93 | 14.933 | Lab-Ovh
RFX-ACC | Acce,Kit,Reflex Hammer Vernier | 812 | 7.69 | 4.6353 | 4.6272
RE54-LINK | Elec,ORP Combo, PT band,1/2 NPT In-line. ROHS2 | 25 | 78.98 | 39.394 | 28.269
RE54-A301 | Elec,ORP, ORGABS BK,GD Disc(0.195),DJ#RE54A-G00-D0E-X000FB | 211 | 50.22 | 43.85 | 53.628
RE54-A301-NP | Elec,ORP,ORGABS BK,GD Disc(0.195"),DJ#RE54A-G00-D0E-X000FB | 2 | 86.24 | 58.368 | 24.654
PH-X7113200H | Elec,pH,SJ,GX5,#5733525-003BSB,12x90mm,Epoxy,"HORTICOOP" | 0 | 21.66 | 18.083 | 0
R054-0001 | Elec,ORP,1/2 NPT,Pt disc(3.8mm),DJ with fiber,red cap,FBNC | 154 | 68.43 | 18.0896 | 11.717
PH101031-00-X | PH31 Without Cable, Conn & Cap.ROHS2 | 0 | 0 | 4.081 | 3.2
PH-X7113200A | Elec,pH,SJ,GX5,#5733525-003BSB,12x90mm,Epoxy,"APPLIKON" | 0 | 21.66 | 11.959 | 0
T025-0050 | Temp,TC,316SS,100 OHM,#T025I-X01-X0X-S004PX | 0 | 0 | 34.436 | 34.436 | Lab-Ovh
PM/PF-C003 | Extentsion cable for Testrode | 0 | 0 | 33.641 | 13.92
RE54-AC01 | Elec,ORP Combo,In-line,1/2NPT,Pt disc,RE54A-F00-B0X-X000FB | 0 | 0 | 12.241 | 14.57
T025-0051 | Temp,TC,316SS,1K OHM,#T025I-X04-X0X-S004PX,HTS9027804530 | 10 | 45.19 | 22.602 | 17.945 | PROX Lab
NO3-LST | Solu,Nitrate Standard (Low),1ppm NO3- as N,500 mL,Vernie | 0 | 10.91 | 0.684 | 0.684
RREF0038 | RF,9.5mmx127mmL,Pt/Ag,PP tubes,refill,DJ with Porous Frit | 11 | 223.78 | 68.648 | 68.648 | PROX Lab
RREF0153 | RF+glass body,RRPEAG3+RREF0109 (F0PI-0109) | 2 | 44.88 | 15.305 | 16.338 | PROX Lab
NO43-0001 | Elec,ISE,Nitrate Combo,PVC mem#NO43A-P00-Z0X-S003BX | 1 | 300.94 | 24.707 | 24.707 | PROX Lab
RF0ZAG-250 | Solu,Reference Fill, 4M KCl Saturated with AgCl, 250mL | 0 | 20.97 | 0.473 | 0.473
I-2000-PSUN-P | Acce,GFRPolyesterSunShield, PoleMount | 0 | 813.2 | 0 | 0
SDH701-GA | Solu,pH 7.01 Buffer, Gallon | 0 | 23.79 | 1.996 | 2.054
003951 | Elec,ISE,CL,PVC,Solid State#MD0014-1-Black | 22 | 55.42 | 25.54 | 25.54 | PROX Lab
BS810WW | Sensor Body (PP) Machined. Foxboro Dwg BS810WW | 4 | 0 | 7.105 | 6.875 | Lab-Ovh
BS809NM | Shaft Insertion BVI 2661. Foxboro Dwg BS809NM | 93 | 59.03 | 27.82 | 27.649 | Lab-Ovh
1345032 | Support, Electrode Bulb Tee. Foxboro Dwg 1345032 | 367 | 6.91 | 2.213 | 0 | Lab-Ovh
AS345AM | Shaft-Insert, 11" 457, 2661. Foxboro Dwg AS345AM | 110 | 55.33 | 18.404 | 18.404
2805-069 | Shock Absorber. Foxboro Dwg 2805-069 | 79 | 0 | 0.848 | 0.835 | Lab-Ovh
BS807RG | Insulator, Hi-Temp. Foxboro Dwg BS807RG | 53 | 0 | 22.133 | 18.844 | Lab-Ovh
1345075 | Cap, Cable 1210. Foxboro Dwg 1345075 | 78 | 8.56 | 4.434 | 4.21 | Lab-Ovh
BS812VL | 12mm Glass Tube 5.195"OD,Foxboro Dwg BS812VL | 20 | 0 | 1.404 | 1.404
1345001 | Holder, Reference Junction. Foxboro Dwg 1345001 | 113 | 0 | 1.224 | 1.07 | Lab-Ovh
BS805VP | Cap, 30% Glass Filled Peek. Foxboro Dwg BS805VP | 78 | 23.91 | 53.833 | 48.339 | Lab-Ovh
BS810LD | Split Ferrule, SS. Foxboro Dwg BS810LD | 38 | 150.61 | 43.03 | 43.03
BS810LF | Ferrule Seat, SS. Foxboro Dwg BS810LF | 51 | 46.18 | 126.95 | 126.95 | Lab-Ovh
BS810LJ | Push/Pull Plate, SS. Foxboro BS810LJ | 30 | 0 | 55.39 | 55.39
BS810JV | Dolphin Insertion Shaft. Foxboro Dwg BS810JV | 12 | 131.34 | 79.773 | 79.437 | Lab-Ovh
BS810JW | Shaft, Adapter, SS, Foxboro Dwg BS810JW | 8 | 21.61 | 33.559 | 32.909 | Lab-Ovh
BS811QG | Raw,Washer,Delrin,0.941/.939 ID, Foxboro Dwg BS811QG | 232 | 0 | 0.409 | 0.406 | Lab-Ovh
BS805QD | Upper Housing 1655. Foxboro Dwg Made from BS814HB | 173 | 0 | 10.315 | 10.315 | Lab-Ovh
BS810EY | Electrode Holder. Foxboro Dwg BS810EY | 46 | 24.61 | 2.999 | 2.966 | Lab-Ovh
BS811WQ | Housing, Titanium. Located on Foxboro Dwg BS811WP | 109 | 0 | 49.58 | 49.58
EP485AC | Cal Plug Cap,PVC,Dark Gray. Foxboro Dwg EP485AC | 222 | 0 | 2.381 | 2.215 | Lab-Ovh
EP485QA | Cal Plug Cap,Q,PVC. Located on Foxboro Dwg EP485QC | 280 | 0 | 3.234 | 3.121 | Lab-Ovh
EP485QE | Cal Plug Cap,PN,PVC. Located on Foxboro Dwg EP485QC | 0 | 0 | 4.212 | 4.115 | Lab-Ovh
BS813YZ | Raw,Washer,Delrin,0.760/.755 ID, Foxboro Dwg BS811QG | 2 | 10.6 | 0.409 | 11.63 | Lab-Ovh
ZCHM026X | Solu,Salinity Standard, 17.5PPT, Gallon, Vernier | 0 | 53.54 | 1.996 | 1.996
PF/TX-CM01 | CE Cable,1M,Receptacle Connector (220154) to TX | 0 | 103.52 | 25.188 | 0
2705-021 | Bushing,Split,Brass,0.875 Hex,Foxboro Dwg 2705-021 | 9 | 103.74 | 14.955 | 115.06 | Lab-Ovh
BS806CJ | Lower Housing,Machining,Foxboro Dwg BS806CJ | 2061 | 0 | 4.2721 | 3.59 | Lab-Ovh
BS807WZ | Sensor Body, Machined,Foxboro Dwg BS807WZ | 56 | 5.4 | 26.94 | 26.94 | Lab-Ovh
R054-SP004 | Elec,ORP combo,1/2 NPT In-line,R054A-G00-B0X-X000FB | 0 | 25.18 | 34.3115 | 31.18
B/B-M1 | Acce,Cable,coax,1M,BNC to BNC.B/B-SM01,Aurora Made | 0 | 4.72 | 1.964 | 0
BS805RS | Elec,ORP assy,PT,Glass HS020AP,Foxboro Dwg BS805RS | 0 | 20 | 17.335 | 0
BS807WV | Elec,ORP assy,Gold,Glass HS020AP,Foxboro Dwg BS805RT | 0 | 14.21 | 12.557 | 0
BS813VE | Elec,ORP assy,PT,Gls HS020AA,2.13"L,Foxboro Dwg BS813VE | 0 | 21.4 | 23.884 | 0
KT77-0003 | Elec,ISE,K,combo (KT43),3/4 NPT In-line,KT77V-P00-Z0X-C003BX | 0 | 583.15 | 21.713 | 0
SAFEDIP-PRO | Elec,Multi,pH,ORP,Pt Disc,CT,K=1,Aurora Made | 0 | 183.54 | 134.18 | 134.18
2800682 | Knurled Screw,Monel 400,Foxboro Dwg 2800060 | 64 | 0 | 29.33 | 29.33
10SONDE-MES-05 | Elec,pH combo,H035N-L00-B0X-SM02WB | 0 | 11.14 | 6.58 | 6.58
BS805VV | MS Elec,0.1 Constant,Ti,CP2,Foxboro Dwg BS805VV | 617 | 10.45 | 47.1 | 47.1
DOGB-MOLE | Elec,Process ODO,3/4 NPT in-line,Ryton,30K,WP Cable 2M,TX | 0 | 502.45 | 126.177 | 127.109 | Lab-Ovh
HR61-PC22 | Elec,pH,3/4 NPT in-line,Ryton,HR61Z-D01-B0X-C020TX. | 0 | 102.6 | 50.452 | 31.818 | Lab-Ovh
DOGB-MOLE-0003 | Process ODO,Gen2,Ryton,0-40ppm,Firmware V9.09.15 | 0 | 502.45 | 126.177 | 140.813 | Lab-Ovh
NO78-SY01 | Elec,ISE,Nitrate (NOV5),PVC,10",NO78V-P00-Z0X-SM03SB | 0 | 0 | 26.699 | 0
NH78-SY01 | Elec,ISE,Ammonium (NHV5),PVC,10",NH78V-P00-Z0X-SM03SB | 0 | 0 | 28.558 | 0
TOOLING-FEE | Tooling Fee | 0 | 0 | 0 | 1400
WIRE-FEE | Wire Fee | 0 | 40 | 0 | 0
LIQUID-CERT | Liquid Certificate fee | 0 | 32.1 | 0 | 0
RRPEAGCL-6mm | Elec,Ref,0.235"ODx2.7"L,Glass,Ceramic,SJ,pin220026 | 0 | 22.67 | 1.544 | 0
PHOFI-01 | Elec,pH combo cartridge, custom molded blue PC,ASGVIII,SJ | 0 | 12.94 | 8.4571 | 9.36
OROFI-01 | Elec,ORP combo, custom molded Yellow PC,Pt disc(5mm),SJ | 0 | 18.27 | 11.85 | 11.85
OROFI-02 | Elec,ORP combo, custom molded red PC,Gold disc(3mm),SJ | 0 | 27.35 | 21.9714 | 18.43
RDMISC | Other Spend- R&D | 0 | 0 | 0 | 31.08
PRODMISC | MISCELLANEOUS and OTHER < $2.5K | 0 | 0 | 0 | 38.64
08351=C=0000 | Elec,ORP,Kynar BK,PT Band,DJ#R0PGK-P00-D0X-SM10TX | 0 | 99.03 | 69.2857 | 69.2857 | Lab-Ovh
6A0128 | Raw,Ceramic Rod, Porous,0.072" +/-.003 OD. (20816) | 43038 | 0 | 0.2397 | 0.2397
R0C1-0002D | Elec,ORP,ABS BK,GD Disc,SJ#R0C1A-G00-S0X-X000BX(C670-100044) | 0 | 30.86 | 21.9286 | 20.0369
RE54-FD02-NP | Elec,ORP,ABS BK,PT Band,DJ,NOPRINT#RE54A-P00-B0X-X000FB | 21 | 134.32 | 38.756 | 38.756 | Lab-Ovh
414014-136 | Sub,Cut, Lead Free Glass, 5.97mm (0.235") OD x 136mmL | 0 | 0 | 0 | 0
414013-047 | Sub,Cut, Lead Free Glass, 4.2mm (0.165") OD X 47mmL | 0 | 0 | 0.002 | 0
441003-0005 | Sub,External Housing,10"L,PVC Pipe,3/4"Gray#NH78V-04-01 | 0 | 0 | 1.066 | 0
M03-044-005 | Sub,Q Connector,Body,Brass,0.245"ODx1.1"L,w/O-Ring 22092009 | 20 | 0 | 0.464 | 0.056
ZU0268 | Inspection Certificate 3.1 (according to EN 10204) | 0 | 0 | 177 | 177
414007-036 | Sub,Cut, Lead Free Glass, 1.9mmOD x 0.45mmwall x 36mmL | 0 | 0 | 0.061 | 0
414011-070 | Sub,Cut, Lead Free Glass, 8mm (0.325+/-0.005") OD x 70mm L | 0 | 0 | 0.002 | 0
414014-071 | Sub,Cut, Lead Free Glass, 5.97mm (0.235") OD x 71mm (2.8") | 0 | 0 | 0 | 0
414014-038 | Sub,Cut, Lead Free Glass, 5.97mm (0.235") OD x 38mm L | 0 | 0 | 0 | 0
S-368421-01 | Sub,368421 Sub-assy glass tube,DWG:F0P3G-01-01 | 0 | 0 | 0.027 | 0
S-368421-02 | Sub,368421 Sub-assy glass tube,DWG:F0P3G-01-02 | 0 | 0 | 0.991 | 0
M4-Z51773200274 | Assembly,LiveTap,Titanium/Simriz,17"TubeLength,BV. | 0 | 0 | 2752.628 | 0
BS814GV | HOLDER,RE JUNC,MOLDED,Foxboro Dwg BS814GV | 1097 | 0.56 | 0.87 | 0.87
BS810PZ | SENSOR BODY (PP) MOLDED,Foxboro Dwg BS810PZ | 92 | 0 | 4.98 | 4.98
8010002 | ROD, PCTFE, 0.750"OD | 5 | 0 | 154 | 154
8010363 | ROD,TFE,0.75"ODx6 FT LENGTHS | 2 | 0 | 4.88 | 4.88
2705-044 | Bushing,Split,Brass G.V.I. Foxboro Dwg 2705-044 | 21 | 20.06 | 6.876 | 5.73 | Lab-Ovh
HS000CQ | PIPE-SMLS 1/8IPS SCH40 316SS,Foxboro Dwg HS000CQ | 87 | 0 | 16.58 | 16.58
8010614 | 30%GF NORYL ROD,1.25"DIA 2260,Foxboro Dwg 8010001 | 4 | 0 | 29.15 | 29.15
XP002WA | PIPE 316HSS IPS XX 1.25",Foxboro Dwg XP002WA | 10 | 0 | 118.75 | 118.75
R1004HN | ROD TITANIUM,0.190 DIA,Foxboro Dwg R1004HN | 119 | 6.34 | 6.34 | 6.34
BS805QE | LOWER HOUSING 1337,1655,Foxboro Dwg BS805QE | 0 | 0 | 4.73 | 4.73
8000375 | ROD 3.0 DIA TYPE 316 1587,Foxboro Dwg 8000001 | 40 | 0 | 136.35 | 136.35
TUB099 | TUB.316SS 1.00ODX.120W 486 | 70 | 0 | 37.5 | 37.5
R1005GB | 1.25"OD PVDF ROD, BLK | 80 | 0 | 87 | 87
HS000CL | ROD,TI CP2,.250 DIA,UNSR50400,Foxboro Dwg 8000001 | 0 | 0 | 6.25 | 6.25
R1005JY | ROD, HOLLOW, DELRIN | 15 | 0 | 11.75 | 11.75
HS010AU | BAR HOLLOW #049-0250-0113T ARLON 1160 2.500 X 1.125 X 4.38"L | 72 | 0 | 88.1 | 88.1
BS814HB | HOUSING. MOLDED,Foxboro Dwg BS814HB | 1928 | 6.05 | 8.41 | 8.41
BS810PU | BODY, SMALL PEEK, MOLDED,Foxboro Dwg BS810PU | 54 | 0 | 20.55 | 20.55
BS805ZU | Raw,MS Electrode 0.1CF Outer Titanium#, Foxboro BS805ZU | 0 | 0 | 7.857 | 0
K-HST | Solu,Potassium Standard(high),1000 ppm as K+,500mL,Verni | 0 | 10.91 | 0.684 | 0.684
K-LST | Solu,Potassium Standard (Low),10 ppm as K+, 500mL, Verni | 0 | 10.91 | 0.684 | 0.684
R1005VL | Raw,Tubing,Glass,Pyrex 0.472"ODx0.039"Wx0.394"ID | 188 | 0 | 2.53 | 2.53
HS020AA | Raw,Glass Tubing, 5.67mmOD x .80mm Wall | 460.303 | 0 | 0.01 | 0.01
AS350AV | pH Glass Powder (ASGV) | 0 | 0 | 0 | 0
AS600AD | pH Glass Powder (ASG VIII) | 0 | 0 | 0 | 0
BS811FU | pH Glass Powder (GX5) | 0 | 0 | 0 | 0
BS814AL | pH Glass Powder (GX5) | 0 | 0 | 0 | 0
BS806KK | Cap,Teflon,Foxboro Dwg BS806KK | 41 | 0 | 6.618 | 6.795 | Lab-Ovh
8010278 | ROD,VIRGIN GRADE TEFLON,1"DIA,Foxboro Dwg 8010001 | 6 | 0 | 18 | 18
BS805UX | SPACER,TOROID,Foxboro Dwg BS805UX | 104 | 3.02 | 3.07 | 2.715 | Lab-Ovh
8010628 | ROD PCTFE .375 99,Foxboro Dwg 8010001 | 5 | 0 | 38.5 | 38.5
1345175 | HOLDER,ELTCD CTFE TEFLON,Foxboro Dwg 1345175 | 64 | 32.63 | 9.297 | 9.017 | Lab-Ovh
BS808AY | Sub,CAP,BLACK ULTEM,Foxboro Dwg BS808AY | 5 | 3.48 | 2.181 | 2.161 | Lab-Ovh
BS805ZR | CAP,CABLE-F, Foxboro Dwg BS805ZR | 156 | 3.64 | 3.258 | 1.786 | Lab-Ovh
8000328 | BAR, 304SS, 1/8X1/2 2225,Foxboro Dwg 8000001 | 24 | 0 | 9.55 | 9.55
BS805UW | SUPPORT,TOROID, EV,Foxboro Dwg BS805UW | 90 | 13.68 | 4.817 | 4.726 | Lab-Ovh
8000038 | ROD, 316, 0.75"OD, Foxboro Dwg 8000001 | 12 | 0 | 25 | 25
BS700AC | PLUG-INSET SHAFT 714, 1439,Foxboro Dwg BS700AC | 151 | 12.92 | 1.225 | 13.84
R1004JV | BAR 316 RD 1.062" DIA ANN GRD,Foxboro Dwg R1004JV | 18 | 0 | 21.2 | 21.2
BS805UV | HOUSING,CABLE,EV 2727,Foxboro Dwg BS805UV | 2 | 23.29 | 14.819 | 13.902 | Lab-Ovh
XP003AV | ROD 316 SS 1" DIA,Foxboro Dwg XP003AN | 10 | 0 | 9.6 | 9.6
8000349 | ROD,20Cb-3 1.125 DIA,Foxboro Dwg 8000001 | 30 | 0 | 136 | 136
1345154 | HOUSING, CABLE CB20, 871EC | 27 | 0 | 91.824 | 90.841 | Lab-Ovh
8000140 | ROD, 316SS, 2.5" 1587,Foxboro Dwg 8000001 | 9 | 0 | 104 | 104
BS811QL | 2” SANITARY TRI-CLAMP ADAPTER,Foxboro Dwg BS811QL | 22 | 102.25 | 59.6 | 59.6
I-10WBHF-F4-120 | Elec,pH,DJ,IXD,HF,Dual Wick Junction,PT100,12X120mm | 0 | 525 | 24.584 | 0
8000157 | ROD,SS,3"OD,20cb-3,Foxboro Dwg 8000001 | 0 | 0 | 614.45 | 614.45
8000342 | Pipe,316SS,0.75",SCH160 Seamless,Foxboro Dwg 8000001 | 20 | 0 | 28.25 | 28.25
0041979 | Bar,Round,316SS,2"OD,6-8FT,Foxboro Dwg 0041979 | 11 | 0 | 74.63 | 74.63
8000132 | Raw,Tubing,316SS Seamless,0.625"ODx0.495"ID,Foxboro Dwg 8000 | 30 | 0 | 16.67 | 16.67
VERNIERJIT | Freight,Vernier Just-In-Time | 0 | 0 | 0 | 0
H035-SPD01-2M | Elec,pH,PC Blue,ASG VIII,DJ#H035A-N00-D0X-SM02WB | 0 | 35.96 | 10.599 | 10.599
441073-0001 | Sub,Probe cap,PVC Rod, 1-1/2" ODx0.79", Gray,DOLKV-04-03 | 0 | 0 | 2.775 | 0
441019-0002 | Sub,Top piece,PVC Pipe, 1/4"x0.185"Sch40, Gray, DOLKV-04-04 | 0 | 0 | 0.008 | 0
441098-0007 | Sub,Anode cap, PVC Rod, 7/8"ODx1.4", Gray. DOLKV-04-05 | 0 | 0 | 0.258 | 0
441019-0003 | Sub,Anode body,PVC Pipe, 1/4"x3.56" Sch40, Grey,DOLKV-04-06 | 0 | 0 | 0.151 | 0
441012-0004 | Sub,Tip, PVC rod, 5/8"x0.7" Gray PVC, DOLKV-04-07 | 0 | 0 | 0.051 | 0
441073-0002 | Sub,Thread cap,PVC Rod, 1-1/2" ODx0.67", Gray,DOLKV-04-08 | 0 | 0 | 2.775 | 0
441020-0004 | Sub,Membrane cap, PVC Rod, 1"x0.435", Gray,DOLKV-04-09 | 0 | 0 | 0.047 | 0
441020-0003 | Sub,Body ring, PVC Rod, 1"x0.155", Gray,DOLKV-04-02 | 0 | 0 | 0.017 | 0
00117896 | Raw, Tube, Black Kynar, 50"L, 11/16"Dia. Drill x 42"L. | 0 | 0 | 1103.099 | 72.48
RRPEAGCL-110 | RF,0.135"odX4.32"L,GLS,Ag/AgCl,ceramic,pin220026 | 3 | 22.89 | 6.677 | 6.285 | Lab-Ovh
414004-102 | Sub,Cut, Lead Free Glass, 3.40mm (0.135") OD x 102mmL | 0 | 0 | 0.007 | 0
M01-015-040 | Sub,Epoxy, Blue, 12mm OD x.400" ID x 120mm Length | 52 | 0 | 2.461 | 1.921
242011 | Raw,Int Ag,.010 x4",No bushing,RoHS3# | 9680 | 0 | 0.2546 | 0.03798
R035-SP009-2M | Elec,ORP,PC,GD Disc,DJ#R035N-G00-D0X-SM02WB | 0 | 24.88 | 18.4126 | 15.502
443016-0007 | Sub,Body,Epoxy Tube,Clr,0.476"ODx0.395"IDx4.6"L,CA12Q-04-04 | 47 | 0 | 7.267 | 2.344 | Lab-Ovh
443012-0015 | Sub,Body,Epoxy Tube,Blk,.476"ODx.395"IDx4.83"L#35412-04-01 | 77 | 0 | 2.557 | 2.478 | Lab-Ovh
443036-0004 | Sub,Body,Epoxy,Gray,0.476"ODx4.845"L,Refill,R037T-14-01 | 111 | 0 | 8.891 | 1.714 | Lab-Ovh
443060-0002 | Sub,Probe tube,Epoxy Tube,Blk,0.5ODx0.4IDx5.32"L,CT23L-V4-01 | 36 | 0 | 2.595 | 1.054 | Lab-Ovh
PBX0000101 | Plastic Box,EINSTEIN Distance Sensor (Silk Print),Aurora | 0 | 1.69 | 1.1857 | 1.19
ENETHA-A0003 | Ethanol Sensor, Aurora made. | 0 | 42 | 19.8286 | 28
JAF-062 | Elec,pH,X-2D,DJ,12x120mm,w/washer&o-ring#BP635-DSP-B120 | 2 | 186.23 | 18.847 | 0
DOP1-MS05-NQ | Acce,Process ODO membrane cap,no test/letter/SDcard,no knurl | 0 | 79.46 | 12.07 | 12.323 | Lab-Ovh
SL0086 | CT,12mmODx50L,BLK epoxy,K=0.42,4 wires,CT42L-C00-45X-GX02TX | 113 | 46.31 | 13.03 | 0
443012-0014 | Sub,Body, EpoxyBlk, 0.476"ODx0.395"IDx2.07"#CT42L-P4-01 | 69 | 0 | 1.605 | 1.559 | Lab-Ovh
443016-0008 | Sub,Body,Epoxy,Clr,Refill.476"ODx5.32"L,H035Q-R4-01"OAKTON" | 52 | 0 | 2.613 | 1.937
414010-076 | Sub,Cut,LD Free GL,7.87mm (0.310") OD x 3" L | 0 | 0 | 0.006 | 0
414012-047 | Sub,Cut,LD Free GL,4.95mm (0.195") OD x 1.85"L | 0 | 0 | 0.002 | 0
414013-089 | Sub,Cut, Lead Free Glass, 4.2mm (0.165")ODx3.48"L | 0 | 0 | 0.002 | 0
POFREIGHT | AP PO Freight - COGS | 0 | 0 | 0 | 25
450297-RED-0001 | Sub,Body Tube, 35 small 12mmOD Red, RoHS2, R035N-04-01-R | 10 | 0 | 0.775 | 0.475
450297-BLU-0001 | Sub,Tube,35 small 12mm PC Blue,4.1"L,RoHS2,H035N-04-01-R | 50 | 0 | 0.775 | 0
111008X1 | Raw,O-Ring,BN70 008x1 RoHS3# | 16891 | 0 | 0.024 | 0.024
450431-0001 | Sub,Housing, Black ABS,Remachine,RC67A-E4-01/2-R | 8323 | 0 | 0.29 | 0.25
44340005 | Raw,Molded Cap,Black Delrin,for Grid strain relief | 0 | 0 | 0 | 0
DOGB-ZJ01-20M | Elec,ODO,Ryton,Gen2#DOGB-ZJ01-20M | 0 | 0 | 130.25 | 0
SERVICEFEE | Service Fee | 0 | 0 | 0 | 4299
44E026 | Raw,Polycarbonate Rod, 3/8" Clear | 5 | 0 | 1.68 | 1.68
44E026-0001 | Sub,Deep Cap,Polycarbonate rod, 3/8"x0.6"L,clear,A016N-04-01 | 105 | 0 | 1.746 | 0.064 | Lab-Ovh
ELC_CM | ELC_Credit Memo | 0 | 0 | 0 | 0
AM-ODO2-T-015 | Elec,ODO,GEN2,15F Cable,Firemwire V9.09.22,DOGB-0003-XT | 0 | 498.75 | 105.162 | 132.292
DOGB-0003-XT | Elec,ODO,GEN2,6M Cable,Firmwire V9.09.22,DOGB-0003 | 0 | 587.45 | 135.555 | 135.527 | Lab-Ovh
PCVR1K-HT | Elec,pH,33ft cable, w/engrave cust logo,#V-AV10E-33H | 0 | 175.17 | 51.131 | 26.233 | Lab-Ovh
BS807QT | Sensor Body,Peek Ev.Foxboro Dwg BS806BB | 54 | 32.62 | 41.77 | 4.673 | Lab-Ovh
BS807UN | Body,Peek Ev,Molded 30%,Foxboro Dwg BS807UN. | 0 | 0 | 34.38 | 34.38
MOLDING-SAMPLE | Molding parts sample | 0 | 0 | 0 | 0.1
PH10-3N2A-3 | Elec,Dolphin,PH,FLAT BULB,PT1000,30FT CABLE,PIN LUGS | 0 | 290.95 | 163.373 | 145.875 | Lab-Ovh
H031-0034 | Elec,pH,PC BLK, ASGVIII, DJ,H031B-L00-D0X-S003BX | 0 | 0 | 10.907 | 0
450085-0001 | Sub,Tubing w/Removable Guard,4.808"L,H031B-D4-01-R | 100 | 0 | 1.61 | 1.61 | Lab-Ovh
PCVR1K-HT-20 | Elec,pH,20ft cable, w/engrave cust logo,#V-AV10E-20H | 0 | 171.05 | 34.669 | 33.271
HR61-PC23 | Elec,pH,3/4 NPT in-line,Ryton,HR61Z-D04-B0X-C020TX. | 0 | 103.57 | 50.706 | 33.798 | Lab-Ovh
8000366 | Raw,Tantalum Rod,0.187"OD | 0 | 0 | 245.2 | 245.2
1345174 | Housing,Thermistor,Tantalum,Foxboro Dwg 1345024 | 17 | 62.74 | 32.661 | 153.87
BS810EZ | Electrode Holder,Antimony/ORP,Foxboro Dwg BS810EY | 124 | 29.55 | 28.993 | 28.993 | Lab-Ovh
414014-081 | Sub,Cut, Lead Free Glass, 5.97mm (0.235") OD x 3.18"L | 0 | 0 | 0 | 0
414014-002 | Sub,Cut, Lead Free Glass, 5.97mm (0.235") OD x 0.08"L | 0 | 0 | 0 | 0
414013-051 | Sub,Cut, Lead Free Glass, 4.2mm (0.165") OD x 2"L | 0 | 0 | 0.002 | 0
443012-0016 | Sub,Probe Tube,Epoxy Tube, Blk, 476"ODx3.15"L #H0HEL-04-01 | 0 | 0 | 1.057 | 0
H0HE-0001 | Elec,pH,Cust's grey PVC,ASGV,SJ#H0HEV-F00-S0X-S010BX | 0 | 0 | 6.724 | 0
441012-0005 | Sub,Cap Adapter,5/8"x0.125"L Gray PVC,H0HEL-04-06 | 0 | 0 | 0.01 | 0
446003-0001 | Sub,Cap Body,5/8"x1.74"L,Acetal Rod,Blk RoHS2,#H058Q-04-04 | 15 | 0 | 1.296 | 1.258 | Lab-Ovh
446003-0002 | Sub,Retainer Ring,5/8x.25"L Acetal Rod,Blk RoH5#H058Q-04-05 | 309 | 0 | 1.818 | 1.761 | Lab-Ovh
446003-0003 | Sub,Cap,5/8x0.5"LAcetal Rod,Blk RoHS2,H058Q-04-06 | 39 | 0 | 2.745 | 2.856 | Lab-Ovh
450084-0002 | Sub,Probe Body,Black PPS (Ryton)5.25"L,RoHS3,HR61Z-94-12-R | 15 | 0 | 7.227 | 3.078 | Lab-Ovh
414011-123 | Sub,Cut, Lead Free Glass, 8mm (0.325")ODx4.85"L | 0 | 0 | 0.002 | 0
414011-088 | Sub,Cut, Lead Free Glass, 8mm (0.325+/-0.005")ODx3.45"L | 0 | 0 | 0.002 | 0
414012-056 | Sub,Cut,Lead Free Glass,4.95mm (0.195")ODx2.2"L | 0 | 0 | 0.002 | 0
450083-0003 | Sub,Guard Body,O-ring Groove,3.5"L,Blk Ryton,H0BGZ-44-01-R | 2159 | 0 | 2.4294 | 1.6496 | Lab-Ovh
414011-118 | Sub,Cut,Lead Free Glass,8mm (0.325+/-0.005")ODx4.62"L | 0 | 0 | 0.002 | 0
414010-058 | Sub,Cut,LD Free GL,7.87mm (0.310")ODx2.25"L | 0 | 0 | 0.006 | 0
22320701 | Raw,Strain Relief, Gray Color,.117"(+/-).002"ID for RG174 | 2572 | 0 | 0.3751 | 0.3751
RL31-I001 | Elec,ORP mono,GLD Disc,1K RTD#RL31G-G04-X0X-GX03NC | 0 | 0 | 106.576 | 0
R035-SP004-6M | Elec,ORP,BLK PC,GD Disc,SJ#R035N-G00-S0X-SM06WB | 0 | 33.93 | 24.7857 | 17.575
HR61-PC19SG-15M | Elec,pH,Ryton,ASGVII,DJ#HR61Z-D86-B0X-X000PF,15M CABLE | 0 | 0 | 99.792 | 0
H0GB-P002-10M | Elec,pH,Ryton,ASGVII,DJ,4-20mA,T#H0GBZ-D35-BPX-FM10TX | 0 | 0 | 72.01 | 0
H0GB-0005 | Elec,pH,Ryton,ASGV,DJ#H0GBZ-F01-B0X-CM10TX | 1 | 222.05 | 60.125 | 60.125 | Lab-Ovh
R0GB-P002 | Elec,ORP,Ryton,PT Disc,DJ#R0GBZ-F00-BPX-FM10TX | 0 | 0 | 46.201 | 0
400441 | Solu,Sodium ISE ISA, 500mL | 0 | 17.81 | 0.684 | 0.684
414010-132 | Sub,Cut,LD Free GL,7.87mm (0.310")ODx5.18"L | 0 | 0 | 0.006 | 0
R087-V010 | Elec,ORP,PVC,PT Disc,DJ#R087V-F00-B0X-S010BX | 0 | 185.95 | 34.852 | 6.495
441004-0006 | Sub,Insert,GrayPVC,0.775"ODx3.25"L#H087V-D4-02 | 0 | 0 | 3.632 | 0 | Lab-Ovh
449004-0017 | Sub,Housing,Blk ABS,0.71"OD flg,0.62"ODx5.51"L,DOEKA-04-01 | 0 | 0 | 1.804 | 0
414003-067 | Sub,Cut,LD Free GL,12mm(0.472")ODx0.8mm(0.0315")wallx2.64"L | 0 | 0 | 0 | 0
414013-214 | Sub,Cut, Lead Free Glass,4.2mm (0.165")ODx8.42"L | 0 | 0 | 0.002 | 0
414010-060 | Sub,Cut,Lead Free Glass,7.87mm(0.310")ODx2.36"L | 0 | 0 | 0.006 | 0
M02-004-073 | Sub,Cap,Delrin,For 13-620-290 | 622 | 0 | 2.9036 | 2.44
M07-001-019 | Sub,Tube,Black Kynar,22.250" Length For M4 | 2 | 0 | 40.655 | 35.273
M19-019-009 | Sub,Sheath, Titanium, 25" Length, 1-1/4"O.D For M4 | 0 | 0 | 42.378 | 0
414012-124 | Sub,Cut, Lead Free Glass,4.95mm(0.195")ODx4.87"L | 0 | 0 | 0.002 | 0
BS813DB | HOLDER, GUARDED, 316SS | 0 | 0 | 295 | 0
414012-016 | Sub,Cut, Lead Free Glass, 4.95mm (0.195") ODx0.625"L | 0 | 0 | 0.002 | 0
414013-014 | Sub,Cut, Lead Free Glass, 4.2mm (0.165")ODx0.525"L | 0 | 0 | 0.002 | 0
0051356 | Gate Valve Assembly GVI-2, Rev C | 0 | 1345.43 | 1114.137 | 1044.862 | Lab-Ovh
M05-004-027 | Sub,Cap Plug,Blk Delrin,for 9mm glass | 16 | 0 | 0.606 | 0.539
0034790 | Elec,ISE Ammonium combo,NHISN-P00-ZNX-X000L4 | 0 | 254.07 | 99.279 | 99.279 | Lab-Ovh
0034800 | Elec,ISE Nitrate combo,NOISN-P00-ZNX-X000L4 | 0 | 254.07 | 95.653 | 95.653 | Lab-Ovh
0034810 | Elec,ISE Chloride combo,CLISN-S00-ZNX-X000L4 | 0 | 248.3 | 103.662 | 103.662 | Lab-Ovh
445004-0003 | Sub,Holder.48"IDx1.18"L,3/4" White Teflon,RoHS3,A0PRT-04-01 | 203 | 0 | 2.7251 | 2.29
0035400 | Elec,pH/ORP Combo,RHISN-W00-SNX-X000L4 | 22 | 241.07 | 96.63 | 96.63 | Lab-Ovh
0033780 | Elec,CT sensor cap,black PVC,4cell,K=0.63,4wire,TX | 169 | 27.32 | 18.582 | 18.582 | Lab-Ovh
ACEP1420A3 | Sub,Adap,.385ID,2 O-Rings,Teflon.ROHS2,PINE | 233 | 20.52 | 3.199 | 7.195 | Lab-Ovh
445004-0004 | Sub,Holder.385"IDx1.18"L,3/4" White Teflon,RoHS3,A0PRT-A4-01 | 303 | 0 | 2.5109 | 2.11
M01-032-040 | Sub,Housing,Black Epoxy Tube,0.6"x120mm(0.520"ID.) for Cond. | 7 | 0 | 6.098 | 5.873 | Lab-Ovh
H031-0002 | Elec,pH,Black PC,GX-5,SJ#H031B-S00-S0X-S003BX | 2 | 52.9 | 12.192 | 12.192 | Lab-Ovh
414004-134 | Sub,Cut, Lead Free Glass, 3.40mm (0.135") OD x 5.27"L | 0 | 0 | 0.007 | 0
H031-0078 | Elec,pH,PC BLK,ASGII,NTC-100K,SJ,H031B-S11-S0X-C003FBB | 0 | 0 | 9.043 | 0
AM-ODO2H-015 | Elec,ODO,Ryton,Gen2#DOGB-0503,15FT,0-50ppm,Firmware V9.09.15 | 0 | 445.58 | 106.617 | 151.391
449007-0027 | Sub,J Base,.530"ODx.332"L,Blk ABS,2 hole,pH/ORP,RH54A-04-01 | 0 | 0 | 2.969 | 0.037 | Lab-Ovh
414004-125 | Sub,Cut, Lead Free Glass, 3.40mm (0.135") OD x 4.92"L | 0 | 0 | 0.007 | 0
414014-128 | Sub,Cut, Lead Free Glass, 5.97mm (0.235") OD x 5.05"L | 0 | 0 | 0 | 0
RH54-0003 | Elec,pH ORP,ABS BK,ASGVIII/Pt BD,SJ#RH54A-L00-I0X-CM03BB | 0 | 0 | 28.609 | 0
740120 | Acce,Optical DO bottle #DOL1-BT01 | 0 | 12.98 | 5.257 | 4.796 | Lab-Ovh
00411041 | Raw, 3.0" disk Laser cut using 0.2mm clear uncoated opticalc | 84 | 0 | 3 | 3
414014-010 | Sub,Cut, Lead Free Glass, 5.97mm (0.235") OD x 0.38"L | 0 | 0 | 0 | 0
449004-0018 | Sub,Handle Body,Blk ABS Rod,3/4",1.95"L,RoHS3,NHEUA-04-01 | 1152 | 0 | 10.43 | 10.43
446007-0003 | Sub,SpringDisk,0.39"ODx0.20"L,Acetal Blk.ROHS2,NHEUA-04-02 | 186 | 0 | 3.85 | 3.85
2810103 | GATE, VALVE 8363-5207 | 0 | 0 | 869.05 | 869.05
B0201KX | TEFLON ETCHING AGENT | 4 | 0 | 90.92 | 90.92
443011-0003 | Sub,Body,Epoxy Tube,Blk,.47"ODx3.82"L,RoHS3,NH11L-A4-01 | 121 | 0 | 3.368 | 2.113 | Lab-Ovh
310271 | Raw,Chem,Orthophosphoric acid,ACS,>85%wt in H2O | 4000 | 0 | 0.05868 | 0.0752
414004-105 | Sub,Cut, Lead Free Glass, 3.40mm (0.135") OD x 4.13"L | 0 | 0 | 0.007 | 0
449001-0012 | Sub,Base for 77 body,7/8"Blk ABSx0.5"L,RoHS3,FL77A-P4-05 | 12 | 0 | 2.731 | 0.182 | Lab-Ovh
022405 | Elec,ISE,Cl,PVC,SOLIDSTATE#450374 WTW Housing. | 12 | 32.22 | 16.364 | 16.364 | PROX Lab
450297-BLU-0002 | Sub,Tube,35 series,PC Blue,no Guard,3.35"L#H035N-H4-01-R | 0 | 0 | 0.775 | 0
414012-106 | Sub,Cut, Lead Free Glass,4.95mm(0.195")ODx4.17"L | 0 | 0 | 0.002 | 0
414014-106 | Sub,Cut, Lead Free Glass, 5.97mm (0.235") ODx4.15"L | 0 | 0 | 0 | 0
H035-PEN2 | Elec,pH,Epoxy Blue,ASGVIII,SJ#H035N-L02-S0X-X000PM | 0 | 0 | 10.666 | 0
DOGB-0004-M15 | Elec,ODO,Ryton#DOGB-0004,15M Cable. | 0 | 0 | 121.47 | 0
ENV-50-TEMP | Temp,Blk Ryton,3/4"NPT,PT1K,C18,10F,T. | 0 | 52.92 | 16.231 | 13.15 | Lab-Ovh
443011-0001 | Sub,Body,Epoxy Tube,Blk, 476"ODx1.94"L RoHS3,CT42L-M4-01 | 0 | 0 | 2.244 | 0 | Lab-Ovh
007705 | Acce,TDGS Transducer Subassy# | 0 | 113.19 | 99.436 | 0
BS807FK | FLANGE,1.5",HAST | 3 | 0 | 638.25 | 638.25 | Lab-Ovh
003339 | Raw , Contact Disk, Contact Pin (S2H-7-G) | 80 | 0 | 1.43 | 1.43
351103-0002 | Sub,RC SS ring,SS 316,1"ROD,RCABA-04-02 | 216 | 0 | 12.444 | 2.787 | Lab-Ovh
003522 | Elec,ISE,NH4,PVC,PVCM#MD0012-1 | 8 | 52.15 | 20.732 | 20.732 | PROX Lab
449001-0013 | Sub,Sensor housing. 7/8" Rod, Blk ABS, RCABA-04-03 | 27 | 0 | 3.781 | 3.809 | Lab-Ovh
449001-0014 | Sub,Membrane Base. 7/8" Rod, Blk ABS, RCABA-04-04 | 79 | 0 | 6.365 | 0.519 | Lab-Ovh
44N009-0001 | Sub,Membrane Cap,Peek Rod, 7/8"DIA, Natural,RCABA-04-05 | 185 | 0 | 2.899 | 2.839 | Lab-Ovh
RCAB-MEM1 | Elec,Residual chlorine membrane,OD20MM | 0 | 40 | 12.639 | 12.204 | Lab-Ovh
E31M003 | Elec,ORP,Glass,PT Band,#RR04G-P000-R0X-X000SS | 0 | 40.69 | 40.256 | 40.256
FOX-CAPEX | FOXBORO CAPITAL EXPENSE | 0 | 0 | 0 | 0
H0EK-F351 | Elec,pH mono,.62"ODx4.7"L,Sonde,H0EKA-V00-X0X-GX06TX | 8 | 60.06 | 19.945 | 19.948 | PROX Lab
RHEK-F351 | Elec,pH/ORP mono,.62"ODx4.7"L,Sonde,RHEKA-V00-X0X-GX06TX | 3 | 89.5 | 22.273 | 4.169 | PROX Lab
F0EK-F351 | Elec,REF,.62"ODx4.3"L,Sonde,F0EKA-X00-X0X-GX06TX | 30 | 45.52 | 14.577 | 14.239 | PROX Lab
CTEK-F351 | Elec,CT,.62"ODx4.7"L,4-cell,K=.85,Sonde,CTEKA-C00-85X-GX06TX | 22 | 92.42 | 23.246 | 29.656 | PROX Lab
DOEK-F351 | Elec,ODO,GEN2,12mmODx6"L,Sonde,DOEKA-X00-X0X-GX06TX | 0 | 359.65 | 47.669 | 0
ES5C1-020 | Elec,Cond,Toroidal,1.5"CPVC,0-10mS=4-20mA,20foot,#C3254.1 | 0 | 276.83 | 177.25 | 177.25 | Lab-Ovh
ES5C1-050 | Elec,Cond,Toroidal,1.5"CPVC,0-10mS=4-20mA,50foot,#C3254.1-50 | 0 | 301.23 | 193.613 | 135.654 | Lab-Ovh
ES5C2-020 | Elec,Cond,Toroidal,#C3254.2,1.5"CPVC,0-100mS=4-20mA,2Wire | 0 | 279.01 | 179.221 | 164.072 | Lab-Ovh
ES5C2-040 | Elec,Cond,Toroidal,#C3254.2-40,1.5"CPVC,0-100mS=4-20mA | 0 | 0 | 188.041 | 0 | Lab-Ovh
ES5C2-050 | Elec,Cond,Toroidal,#C3254.2-50,1.5"CPVC,0-100mS=4-20mA | 0 | 0 | 193.613 | 0 | Lab-Ovh
ES5C3-020 | Elec,Cond,Toroidal,#C3254.3,1.5"CPVC,0-1000mS=4-20mA,2wire | 0 | 310.71 | 164.25 | 164.25 | Lab-Ovh
ES5C3-030 | Elec,Cond,Toroidal,1.5"CPVC,0-1000mS=4-20mA,2-wire,#C3254.3 | 0 | 0 | 185.217 | 0 | Lab-Ovh
ES5C3-040 | Elec,Cond,Toroidal,1.5"CPVC,0-1000mS=4-20mA,2-wire,#C3254.3 | 0 | 0 | 189.18 | 0 | Lab-Ovh
ES5C3-050 | Elec,Cond,Toroidal,1.5"CPVC,0-1000mS=4-20mA,2-wire,#C3254.3 | 0 | 0 | 194.752 | 0 | Lab-Ovh
ES5K1-020 | Elec,Cond,Toroidal,#C3254PS.1,1.5"Kynar,0-10mS=4-20mA,2-wire | 0 | 0 | 256.747 | 0 | Lab-Ovh
0060610 | Raw,Mold part,Housing,Chameleon#450328,C1200HF,BL,REV006 | 406 | 2.69 | 0.62259 | 0.41284
0060620 | Raw,Mold part, Backend, Chameleon#450329, AQ0523, Blue 287C | 0 | 0.92 | 0.22482 | 0.15042
0060630 | Raw,Mold part, USB Cover,Chameleon#450330,AQ0524,Yellow1255C | 0 | 0.88 | 0.48423 | 0.34794
0060650 | Raw,Mold part,Twistlock Connector,Chameleon#450331,Blue 286C | 0 | 0 | 0.01 | 0.01
0060660 | Raw,Mold part,RT Connector,Chameleon#450332, Blue 286C | 0 | 1.82 | 0.74 | 0.9
0060680 | Raw,Mold part,Conn,Smartroll,Powerpack#450333,AQ0527Blue286C | 0 | 1.4 | 0 | 0
003554 | Elec,CT,PVC,Carbon,K=0.475#CTHLV-C00-47X-GX03NC | 2 | 55.12 | 29.594 | 29.594 | Lab-Ovh
ES5K2-020 | Elec,Cond,Toroidal,#C3254PS.2,1.5"Kynar,0-100mS=4-20mA,2Wire | 0 | 0 | 256.747 | 0 | Lab-Ovh
ES5K3-020 | Elec,Cond,Toroidal,1.5"Kynar,0-1000mS,4-20mA,#C3254PS.3,20ft | 0 | 0 | 259.115 | 0 | Lab-Ovh
449004-0019 | Sub,CT Body,Blk ABS Rod,3/4",3.80"L,RoHS3,CTEKA-04-01 | 67 | 0 | 1.154 | 0.957
449007-0028 | Sub,Cap,ABS Rod,5/8",1.10"L,Blk RoHS3,CTEKA-04-02 | 165 | 0 | 0.194 | 0.31282
449007-0029 | Sub,Carbon Insert,ABS Rod,.63"ODx.354"L"L,Blk RoHS3,CTEKA-3 | 157 | 0 | 3.333 | 3.38 | Lab-Ovh
414014-097 | Sub,Cut, Lead Free Glass, 5.97mm (0.235") OD x 3.80"L | 0 | 0 | 0 | 0
449007-0030 | Sub,Housing,ABS Rod,.62"ODx3.8"L"L,Blk RoHS3,H0EKA-04-01 | 76 | 0 | 0.675 | 1.046
00070375-014 | Sub,Cut,Lead, .375" x 14mm (0.5512") Length | 0 | 0 | 0.006 | 0
00070375-020 | Sub,Cut,Lead, .375" x 20mm (0.787") Length | 0 | 0 | 0.006 | 0
449006-0031 | Sub,Base,ABS Rod,1/2",0.5"L,1 hole,Blk RoHS3,H0EKA-14-03 | 114 | 0 | 0.075 | 0.057
449006-0032 | Sub,Base,ABS,Blk,0.5"ODx0.5"L,2 holes,Blk RoHS3,RHEKA-14-03 | 90 | 0 | 0.075 | 0.075
414004-097 | Sub,Cut, Lead Free Glass, 3.40mm (0.135") OD x 3.8" | 0 | 0 | 0.007 | 0
414013-082 | Sub,Cut, Lead Free Glass, 4.2mm (0.165") OD X 3.23"L | 0 | 0 | 0.002 | 0
414014-016 | Sub,Cut, Lead Free Glass, 5.97mm (0.235") OD x 0.6"L | 0 | 0 | 0 | 0
441096-0001 | Sub,Housing,PVC Rod,5/8"ODx3.1"L,Clear,ROHS3,F0EKV-04-01 | 97 | 0 | 1.169 | 1.086
441096-0002 | Sub,Cap,PVC Rod,5/8"ODx1.1"L,Clear,ROHS3,F0EKV-04-02 | 54 | 0 | 0.359 | 0.384
004452 | Elec,pH combo,black ABS,H0HAA-L00-S0X-GX03G6 | 0 | 19.86 | 12.896 | 7.811
004453 | Elec,pH/ORP combo,black ABS#RHHAA-L00-S0X-GX03G6 | 0 | 118.86 | 23.163 | 21.512
0035620 | Elec,Ref,PC,junction#RH1SN-06-04 | 25 | 11.74 | 2.8881 | 1.9623
0033210 | Elec,Cond, In-situ troll 9000,BLK PVC, carbon,4 cell, K=0.37 | 0 | 0 | 21.905 | 0
0033220 | Elec,CT,K=5.4,C7ISV-R00-54M-X000L6 | 0 | 0 | 11.171 | 0
111008X0.5 | Raw,O-Ring,BN70 8X0.5mm RoHS2 | 0 | 0 | 0.119 | 0.12
449007-0031 | Sub, Housing,ABS Rod,.62"ODx5.51"L"L,Blk RoHS3,DOEKA-04-01 | 11 | 0 | 0.97 | 0.614
449006-0033 | Sub,Plug Disc,ABS Rod,1/2",0.295"L,Blk RoHS3,DOEKA-04-02 | 47 | 0 | 0.045 | 0.045 | Lab-Ovh
443026 | Raw,Tubing,Epoxy, Blue, 0.250"OD x 0.200"ID | 90 | 0 | 3.28 | 0.01
443026-0001 | Sub,Body,Epoxy Tube,blue,0.25"ODx4.93"L RoHS3,T07EN-V4-01 | 0 | 0 | 1.493 | 0
449004-0020 | Sub,TC cap adapter,Blk ABS Rod,3/4"ODx0.72"L,T07EN-V4-03 | 0 | 0 | 0.216 | 0
M01-032-043 | Sub,Housing,Blk Epoxy Tube,0.25"ODx120mmL,no guard. | 0 | 0 | 1.456 | 0
449001-0015 | Sub,Cap,7/8"ODx1.57"L,Blk ABS,CT41L-L4-01 | 5 | 0 | 4.148 | 0.354 | Lab-Ovh
443038-0004 | Sub,Epoxy Tube,Blk,.580"ODx2.67"L,RoHS3#CT40L-L4-02 | 50 | 0 | 1.75 | 0 | Lab-Ovh
CT40-LT01 | Elec,CT,Epoxy BK,Carbon,K=0.45,30K#CT40L-C06-45X-X000XX | 0 | 198.59 | 24.472 | 0 | Lab-Ovh
ZSEN137X | Raw,SENSOR TEMPERATURE, I2C, 0.1C ACCURACY,14-BIT, GOTEMP U3 | 0 | 1.05 | 1.55 | 1.24
P0170UV | Raw,Cable,24 AWG,Gray,8 Multi-Conductor, PREAMP | 3000 | 0 | 0.88 | 0.88
P0170UU | Raw,Cable,26 AWG,7/34 STRANDED,NON-PREAMP | 630 | 6.16 | 1.65 | 1.65
X0175RR | Raw,Terminal,Ferrule 040950 (Pack of 500) | 1132 | 0.08 | 0.08 | 0.08
P0170UA | Raw,Cable, High Temp, NON-PREAMP | 7345 | 2.28 | 3.19 | 3.19
BS806DK | TAG,PROT.CAP,NOT.871A 386 | 1957 | 0 | 0.23 | 0.23
P0166BZ | PH12 RTD, 100 OHM, 18" | 6046 | 0 | 10 | 10
2805002 | Raw,Extractor 96, 2415 | 717 | 1.68 | 2.37 | 2.37
X0175UV | Raw,Terminal,Ferrule 902576 | 1970 | 0.07 | 0.08 | 0.08
2805-018 | Raw,KEEPER,TITANIUM | 2592 | 2.73 | 0.79 | 0.79
BS810PN | PREFORM, PVDF | 681 | 2.12 | 3.17 | 3.17
BS810PC | Raw,Cap,Ground,Kynar,Black | 2674 | 7.12 | 0.98 | 9.24
BS810CQ | UPPER HOUSING, KYNAR 370 BLK | 1290 | 0 | 7.8142 | 5.3233
P0166CB | PH12 and 871 CRRTD,1000 OHM,18 | 4431 | 0 | 10.91 | 10.91
6000130 | Raw,Cable, 4xAWG 22/1, solid, 20m-Ring | 4520.4 | 1.19 | 1.74 | 0.7
1345015 | CAP ELECTRODE 2833 | 240 | 0.7 | 3.85 | 4.22
M0145CY | BLANK METAL TAG(AS:3MT200*A) R:M | 228 | 0 | 1.6 | 1.6
1345007 | Raw,Support,Electrode Bulb,Ryton | 365 | 0.72 | 0.88 | 0.88
SS600KG | PRE-AMP | 152 | 14.39 | 4.27 | 4.27
BS810RA | Raw,Probe Top, (CAP) Black, 15% Calcuim Floride Filled PVDF | 1087 | 3.95 | 1.13 | 10.45
P0166AD | THERM, 100K, 100K6A40i | 4112 | 0 | 1.5012 | 1.5
BS811GZ | CABLE 11FT +1.0FT - 0 FT DIM "A" | 1091 | 0 | 23.66 | 13.988
873EC-AIYFGZ-57 | ELECTRODELESS CT ANALYZER | 0 | 256.55 | 88.018 | 597.912 | Lab-Ovh
BS805RL | GROUND RING 2415 750 | 428 | 0 | 1.56 | 1.56
BS805UQ | CAP 1337,1655 | 0 | 0.01 | 2.52 | 2.29
BS805QW | REFERENCE JUNCTION 114 | 526 | 0 | 7.36 | 7.36
BS805PE | INDUCTOR 019-3245-00 FOR 871EC | 1797 | 0 | 3.4042 | 3.4042
BS811HL | Assy-Cable Assembly, PRE-AMP, Foxboro Dwg BS811HL | 457 | 0 | 10.76 | 11.94
P0178DE | HALF SHELL 9 008 00024 | 294 | 0.18 | 0.6672 | 0.48
X0175XF | Pin Receptacle Connector 0.025-.037 Pressfit ED1292-ND | 104 | 0 | 0.5074 | 0.5074
BS811HM | Assy-Cable Assembly, PRE-AMP, Foxboro DWG BS811HL | 81 | 0 | 19.96 | 19.96
FS200AQ | Raw,Wire,Silver, 99.9% pure, 0.040”Dia x 3”Long | 830 | 0.63 | 1.0522 | 1.0564
P0178DC | PLUG HEAD PEEK 8-PIN OPEN | 122 | 6.57 | 15.8182 | 11.38
P0178DA | PLUGHEAD #008 60011 | 217 | 0 | 4.1005 | 2.95
P0178DB | VARIOPIN STOPPER | 240 | 0 | 0.5838 | 0.42
BS811HA | Assy-Cable Assembly 21FT + 1.0 FT - 0 FT DIM "A" | 72 | 82.69 | 39.71 | 39.71
BS808EF | Raw,Wire,Silver, 99.9% pure, 0.022“Dia x 5”Long | 2895 | 0 | 1.127 | 2.01
P0178JN | CBL ADMISSION 5.4MM 00860534 | 164 | 0 | 9.313 | 6.7
P0178JP | CLAMPING SLEEVE, 5.4mm | 85 | 0 | 2.9329 | 2.11
BS810SN | PROBE TOP, VARIOPOL | 368 | 5.98 | 3.97 | 3.97
BS811HQ | Assy-Cable Assembly, PRE-AMP | 23 | 0 | 78.175 | 78.175
P0178DD | VARIOPIN REAR SLEEVE | 100 | 0 | 4.5453 | 3.27
BS811HB | Assy-Cable Assembly 31FT + 1.0 FT - 0 FT DIM "A" | 129 | 0 | 55 | 55
PER2722X16OZ | PER2722X16OZ,16OZ Bottle | 0 | 0 | 9.79 | 9.79
44000206 | PNS,Packing List Holder, shipping Packing List Pouch, 4.5'' | 0 | 0 | 42 | 40
4740010 | Elec,ODO,ABS#DOL1-TINTA-M03 | 0 | 0 | 223.633 | 0
4740020 | Elec,ODO,ABS#DOL1-TINTA-M10 | 0 | 0 | 233.079 | 0
4740030 | Meter,Tintometer SD 400 OXI L Aqualytic version meter | 0 | 0 | 117.351 | 0
007222 | Acce,Adapter,A2MLV-X00-X0X-GX3.5NC | 15 | 15.83 | 4.061 | 3.386
007223 | Acce,Adapter,A0MLV-X00-X0X-GX3.5NC | 36 | 15.83 | 3.434 | 3.434
007224 | Acce,Adapter,A1MLV-X00-X0X-GX3.5NC | 13 | 16.3 | 4.067 | 3.393
BTBATTBOX-METHA | Acce,EUREKA Battery Box Metal Handle#AN0180 | 0 | 2.28 | 0.95937 | 1.1375
BTBATTBOX-HSG | Acce,EUREKA Battery Box Main Housing#AQ0812 | 0 | 6.84 | 2.961 | 2.73
BTBATTBOX-CAP | Acce,EUREKA Battery Box Cap#AQ0813 | 0 | 2.35 | 0.74364 | 1.1725
441103-0001 | Sub,Adapter,PVC Rod,3/4"x0.375",Green,AXMLV-09-01 | 0 | 0 | 0.087 | 0
441012-0006 | Sub,adapter,PVC Rod,5/8"x0.375",gray,AXMLV-04-01 | 32 | 0 | 0.278 | 0.305
441120-0001 | Sub,adapter,PVC Rod,3/4"x0.375",Red,AXMLV-04-01 | 0 | 0 | 0.708 | 0
003338 | Raw,Contact Disk Receptacle Solder End. R-2-SC RoHS3 | 20 | 0 | 0.581 | 0.581
44C020-JP1345-A | Sub,Graphite Rod, 0.086"+/-0.002X0.25"L,JP1345#CTISN-04-02 | 183 | 0 | 1.316 | 1.316 | Lab-Ovh
44C004-JP1345-B | Sub,Carbon Pin,Graphite,1/4"ODx0.8"L, JP1345,CT55V-04-01 | 0 | 0 | 3.252 | 0
443004-0008 | Sub,BlackEpoxyTube,.472"ODx.200 IDx5.38'L#CT03L-34-01 | 0 | 0 | 2.677 | 0
442029-0002 | Sub,Ring Housing,CPVC Rod,1-3/8"OD#4460C-04-01 | 11 | 0 | 0.343 | 0.06
442019-0001 | Sub,Ring Cap,CPVC Rod,1 1/2" OD,4460C-04-02 | 4 | 0 | 0.121 | 0.071
6A0101 | RAW,Heat shrink polyfn 602--221316-6 | 618 | 0 | 0.843 | 0.843
443012-0013 | Sub,Body, EpoxyBlk, 0.476"ODx0.395"IDx5.42"#CT42L-A4-01 | 50 | 0 | 2.738 | 1.373 | Lab-Ovh
443012-0012 | Sub,Body,Epoxy Blk,0.476"ODx0.395"IDx3.17"L#CT42L-S4-01 | 120 | 0 | 1.995 | 1.9367 | Lab-Ovh
443012-0011 | Sub,Body,Epoxy Blk,0.476"ODx0.395"IDx4.75"L#ZSEN121X-04-01 | 0 | 0 | 0.161 | 0
500243 | Raw,ABS,SA Junction Base,0.62"ODx0.24"IDx0.33"L#HH14A-04-02 | 150 | 0 | 0.78939 | 0.95
444201-0001 | Sub,Porous Kynar Pin,0.55"L,DNHKV#SALTB-04-03 | 87 | 0 | 5.678 | 4.44
871A-4F-3-1M | Elec,871A-4F-3,1M cable length | 0 | 283.61 | 105.494 | 126.29 | Lab-Ovh
NH4-MEM | Ammonium PVC membrane | 0 | 0 | 2.96 | 2.96
S0112NH | Raw,Bag, Foxboro ANTI-STATIC BAG, 8 x 14,open ended | 300 | 0 | 0.37 | 0.37
CA-MEM | Calcium PVC membrane | 0 | 0 | 0 | 0
S0112EK | PNS,Box, Foxboro CORRUG. AUX SPEC | 0 | 0 | 0 | 0
CD-DISC | Cadmium solid state | 0 | 0 | 0 | 0
NO3-MEM | Nitrate PVC membrane | 0 | 0 | 0 | 0
PB-DISC | Lead solid state | 0 | 0 | 0 | 0
XT-MEM | XT PVC surfactant membrane | 0 | 0 | 0 | 0
441130-0023 | Sub,module base,PVC,1/2"OD,#CLY4J-04-01 | 61 | 0 | 0.304 | 0
003948 | Elec,ISE NO3,0.475"ODx1.7"L,redPVC,mem,goldpin,MD0007-1-Red | 17 | 54.05 | 17.602 | 17.602 | PROX Lab
003993 | Acce,Adapter, 0.48"ODx2"L, green epoxy tube (RHHAA-04-03) | 0 | 17.15 | 0.102 | 0.01
0075300 | Elec,pH ORP,PC,ASGV/Pt D,SJ#RHISN-W00-S0X-X000XX | 0 | 0 | 11.722 | 0
0095480 | Raw,Molded part.connector wireless,C1200HF,BL,REV006 | 750 | 0.95 | 0.43236 | 0.39706
368417.00000 | Elec,pH,Glass,ASGVII,DJ#H0P8G-D00-D0X-X000NA | 0 | 30.02 | 20.762 | 20.762 | Lab-Ovh
368444.00000 | Elec,Ref,Glass,No Sensing Mem,SDJ#F0P5G-X00-40X-X000NL | 8 | 43.72 | 22.493 | 11.982 | PROX Lab
BS809TE | BVI INST PLATE | 359 | 0 | 6.67 | 6.67
44130037 | Raw,Foam Insert for DOPO2-FiberOptic Control Box,3pc set | 50 | 0 | 3.82 | 3.82
446024-0007 | Sub,JB,Porous T,.335"ODx.235"IDx.17,H0DNX-04-01 | 30 | 0 | 0.569 | 0.349
411014-022 | Sub,Cut,Lead Glass,3mm (0.115")OD,0.71mm(0.028")wallx0.85"L | 0 | 0 | 0 | 0
414014-020 | Sub,Cut, Lead Free Glass, 5.97mm (0.235") OD x 0.75"L | 0 | 0 | 0 | 0
H0DN-0001 | Elec,pH,CSH,ASGV,DJ#H0DNX-F00-B0X-ZX04ZZ | 0 | 275.53 | 1.59 | 0
075529 | Elec,pH,CSH,ASGV,DJ#H0DNX-F00-B0X-ZX04ZZ | 1 | 30.47 | 19.814 | 1.002 | PROX Lab
X0201MB | ROD CERAMIC 3" #203699-000 | 0 | 0 | 0.162 | 12.73
C3601MT | CABLE TIE,Nylon 9 in L,.19"thk | 2934 | 0 | 0.059 | 0.059
8000064 | * .189-.193 TITANIUM CP-2 ROD | 24 | 7.31 | 22.05 | 22.05
BS815HX | BLADDER, 4" (MADE FROM B0164LL) | 68 | 0 | 7.15 | 7.15
003341 | Raw,Contact Pin. NHATV-04-03.ROHS3# | 5297 | 0 | 0.19286 | 0.08
1110016X0.8 | Raw,O-Ring,BN70 1.6X0.8mm RoHS3# | 4185 | 0 | 0.0619 | 0.04
414012-089 | Sub,Cut,Lead Free Glass,4.95mm (0.195")ODx3.48"L | 0 | 0 | 0.002 | 0
443012-0017 | Sub,CT Tube,Epoxy,Blk,476"ODx4.42"L RoHS3,CT42L-04-01(Rev B) | 0 | 0 | 2.457 | 0 | Lab-Ovh
00220375 | Raw,Barstock, PVC Gray 3/8"(.375")Diameter | 80 | 0.64 | 0.74 | 0.74
BS810TY | Sub,ORP10 LH SUBASSY,PTDISC,PT1K,SOL-GND,VT ORING (BS810TB) | 0 | 168.39 | 144.788 | 2.55
BS810TX | Sub,ORP10 LH SUBASSY,PTDISC,PT100,SOL-GND,VT ORING (BS810TB) | 0 | 168.39 | 143.778 | 263.977
BS810VE | Sub,ORP10 LH SUBASSY,PTDISC,PT1K,SOL-GND,EPDM ORING (BS810TB | 0 | 168.39 | 145.63 | 0
BS810TB | PH10 LH GUARDED,BULB,PT100,SOL-GND,VT ORING (BS810TB) | 0 | 69.22 | 52.981 | 41.067
BS810TN | Elec,PH10 LH FLAT,FT-BULB,PT1K,SOL-GND,VT ORING (BS810TB) | 0 | 0 | 54.572 | 0
BS810TC | Elec,PH10 LH GUARDED,BULB,PT1K,SOL-GND,VT ORING (BS810TB) | 0 | 0 | 53.991 | 0
BS810TM | Elec,PH10 LH FLAT,FT-BULB,PT100,SOL-GND,VT ORING (BS810TB) | 0 | 0 | 53.562 | 0
BS810TD | Elec,PH10 LH GUARDED,BULB,PT100,SOL-GND(RD),VT ORING (BS810T | 0 | 0 | 52.981 | 0
BS810TP | Elec,PH10 LH FLAT,FT-BULB,PT100,SOL-GND(RD),VT ORING (BS810T | 0 | 0 | 53.562 | 0
BS810TH | Elec,PH10 LH FLAT,BULB,PT1K,SOL-GND,VT ORING (BS810TB) | 0 | 0 | 55.259 | 54.566
BS810TE | Elec,PH10 LH GUARDED,BULB,PT1K,SOL-GND(RD),VT ORING (BS810TB | 0 | 0 | 53.991 | 0
BS810UU | PH10 LH FLAT,FT-BULB,PT1K,SOL-GND,EPDM ORING (BS810TB) | 0 | 75.69 | 55.935 | 0
BS810UJ | PH10 LH GUARDED,BULB,PT1K,SOL-GND,EPDM ORING (BS810TB) | 0 | 69.22 | 55.354 | 0
BS810UP | PH10 LH FLAT,BULB,PT1K,SOL-GND,EPDM ORING (BS810TB) | 0 | 75.69 | 56.622 | 55.637
BS810VS | PH10 LH GUARDED,BULB,PT1K,SOL-GND(RD),CHEMRAZ ORING(BS810TB) | 0 | 69.22 | 114.308 | 0
BS810UH | Elec,PH10 LH GUARDED,BULB,PT100,SOL-GND,EPDM ORING (BS810TB) | 0 | 0 | 54.344 | 0
BS815JK | PH12,REF-ASSY,NAFION TUBE,WIRE 120MML(BS812WU) | 13 | 0 | 13.932 | 57.943
BS815HV | PH12,BULB-ASSY,FLAT BULB,OD0.22X2.13"L,GN WIRE#26AWG | 0 | 0 | 14.545 | 4.75
BS815JM | PH12,SOL-GND ASSY,5.54"L,PT1000,SS FLEX,BL26AWG(BS812WH) | 0 | 37.95 | 173.817 | 0
BS815HU | PH12,BULB-ASSY,DOME BULB,OD0.22X2.29"L,GN WIRE#26AWG | 0 | 0 | 14.545 | 4.75
BS812XQ | PH12,SOL-GND ASSY,5.54"L,PT100,SS FLEX,BL26AWG(BS812WH) | 0 | 37.95 | 172.807 | 37.95
BS815HT | PH12,BULB-ASSY,DOME BULB(HT),OD0.22X2.29"L,GN WIRE#26AWG | 0 | 5.08 | 14.545 | 0
BS815HQ | PH12,REF-ASSY,NAFION TUBE,WIRE 225MML(BS812WU) | 0 | 2.53 | 14.669 | 0
BS815JN | PH12,SOL-GND ASSY,9.69"L,PT1000,SS FLEX,BL26AWG(BS812WH) | 0 | 37.95 | 174.092 | 0
SS300AP | Sub,871PH,LH SUBASSY,RYTON,TI TC,PT100,VT ORING | 0 | 55.66 | 107.287 | 124.131
BS806WC | Sub,871PH,LH SUBASSY,RYTON,TI TC,PT1000,VT ORING(SS300AP) | 0 | 55.66 | 106.107 | 0
BS806WD | Sub,871PH,LH SUBASSY,CPVC,TI TC,PT1000,VT ORING(SS300AP) | 0 | 81.81 | 125.495 | 0
BS812LL | Sub,871PH,LH SUBASSY,RYTON,TI,PT1000,EDPM ORING(SS300AP) | 0 | 59.72 | 105.676 | 0
BS806VV | Sub,871PH,LH SUBASSY,CPVC,TANT TC,PT1000,VT ORING(SS300AP) | 0 | 174.63 | 105.116 | 0
SS300AQ | Sub,871PH,LH SUBASSY,CPVC,TI TC,PT100,VT ORING(SS300AP) | 0 | 81.81 | 125.933 | 0
BS806VW | Sub,871PH,LH SUBASSY,RYTON,MONEL TC,PT1000,VT ORING(SS300AP) | 0 | 27.41 | 135.666 | 21.576
BS809BF | Sub,871A,SUBASSY,FT-BULB,PT100,EPR ORING(BS809BD) | 0 | 0 | 37.964 | 28.989
BS809BG | Sub,871A,SUBASSY,FT-BULB,PT1000,EPR ORING(BS809BD) | 0 | 44.42 | 38.974 | 52.28
BS809BD | Sub,871A,SUBASSY,ORP,PT WIRE,PT100,EPR ORING(BS809BD) | 0 | 0 | 35.993 | 52.28
BS809BH | Sub,871A,SUBASSY,ORP,PT WIRE,PT1000,EPR ORING(BS809BD) | 0 | 44.42 | 37.003 | 0
M01-002-019 | Sub,Housing with Hex & 3/4"MPT,1.76"L | 0 | 0 | 3.838 | 0 | Lab-Ovh
DOGB-0003XT-M01 | Elec,ODO,GEN2,1M Cable,Firmwire V9.09.22,DOGB-0003-XT | 0 | 0 | 85.535 | 0
414013-136 | Sub,Cut,LD Free GL,4.2mm (0.165") OD x 5.35"L | 0 | 0 | 0.002 | 0
414012-140 | Sub,Cut,LD Free GL,4.95mm (0.195") OD x 5.5"L | 0 | 0 | 0.002 | 0
503007-0001 | Sub,Kynar Insert Blk,w/Slot,Twistlock#H0PTK-04-01-R | 37 | 0 | 7.581 | 6.633 | Lab-Ovh
643007-0001 | Sub,Sponge,OD0.79"X0.08",DWG:DOPRO-SPO-01 | 26261 | 0 | 0.07 | 0.07
643007-0002 | Sub,Sponge,OD0. 52"X0.08",DWG:DOPRO-SPO-02 | 40064 | 0 | 0.045 | 0.05
643007-0004 | Sub,Sponge,OD.30" X0.08",DWG:DOPRO-SPO-04 | 3946 | 0 | 0.04 | 0.04
BS815HH | Raw,Wire,Silver, 99.9% pure, 0.030“Dia x 5.5”Long | 85 | 0 | 1.6866 | 1.15
ITSERVICES | Consulting work from IT suppliers and contractors | 0 | 0 | 0 | 0
ITHARDWARE | MRO,IT computer hardware and supples | 0 | 0 | 0 | 1724.07
ITSOFTWARE | IT perpetual/subscription/maintenance software licenses | 0 | 0 | 0 | 8778.97
CAPEXITEM | Capital Expenditure | 0 | 0 | 0 | 4398
00077995 | Raw, Glass Boro Disk 10mm Disk (PHCR-30-10mm-Black) | 0 | 0 | 0 | 0
414004-153 | Sub,Cut, Lead Free Glass, 3.40mm (0.135") OD x 6"L | 0 | 0 | 0.007 | 0
BS812WT | Raw,Seal Lower, Nafion | 1452 | 0 | 2.9 | 2.9
BS812WV | Raw,O-Ring,Viton,Upper Reference Seal | 2102 | 0 | 2.12 | 2.12
D0116RC | Raw,O-Ring,Viton,75A,4.47mmx8.03mm,Brown | 1241 | 0 | 0.9 | 0.9
X0145LZ | Raw,O-Ring, 2-019,9005-75 477,Black | 529 | 0.01 | 0.05 | 0.05
Q0105RB | Raw,O-Ring, 2011 V884-75 | 1745 | 0 | 0.4944 | 0.4944
6000616 | Raw,Wire,SHIELDED 54, WHITE 6" - RG178B/U QPL COAX | 105.949 | 0 | 2.41 | 2.41
X0201AY | Raw,O-Ring,5800FL PARKER SEAL | 647 | 0 | 0.8115 | 0.8115
BS809AK | REFERENCE ELECTRODE | 0 | 0 | 2.754 | 0
X0177CN | Raw,O-Ring,ETHYLENE PROPYLENE | 1506 | 0 | 0.7254 | 0.66
2800-062 | Raw,O-Ring,116, FKM 75A BRN | 378 | 3.61 | 1.0345 | 1.03
X0145MF | Raw,O-Ring,Viton (can use compound VW076-75) | 79 | 0 | 1.9926 | 1.9926
X0201DC | Raw,O-Ring,EPDM 2-019 75A Black | 506 | 0 | 0.8965 | 0.8965
BS812VY | SEAL, 5.6MM | 1461 | 0 | 1.7618 | 1.7618
N0242LT | Blue wire 6.5" | 1403.038 | 0 | 0.41 | 0.41
BS814BA | Raw,Wire,Silver, 99.9% pure, 0.030”Dia x 1.65”Long | 1437 | 0 | 0.9 | 1.2953
BS812WK | SOL GROUND CAP | 45 | 0 | 26.18 | 22
X0201EZ | Raw,O-Ring,PARKER # 2-011-E692-75 | 278 | 0 | 0.5 | 0.5
BS812XM | HOUSING,RTD PH12, 304SS | 0 | 0 | 59.867 | 59.867 | Lab-Ovh
BS812XP | HOUSING,RTD PH12, 304SS | 107 | 0 | 59.69 | 6.836 | Lab-Ovh
BS812RR | TEMP COMP ASSY,MONEL | 0 | 0 | 98.18 | 0
1355008 | ELECTRODE DISK,PLAT. | 0 | 0 | 68.032 | 15
BS813XJ | Raw,End Cap, Platinum | 90 | 0 | 83.1247 | 42.41
BS814AR | END CAP, SOLUTION GROUND,316SS A-276 | 0 | 0 | 46.07 | 46.07
BS815HK | Raw,Wire,Silver, 15.00"Long | 219 | 0 | 3.68 | 3.68
BS815HL | Raw,Wire,Silver, 17.60"Long | 260 | 0 | 3.56 | 3.56
C1355011 | ELECTRODE DISK, GOLD | 0 | 0 | 22.16 | 22.16
C8000319 | ROD, 316, .125 | 0 | 0 | 1 | 1
N0224CN | Raw,Wire,30G,WHITE, INS | 317997.3 | 0 | 0.01 | 0.01
1345168 | LOWER HOUSING 173 | 76 | 0 | 35.65 | 35.65
P0170VF | PLATINUM RD,#10285,(25CM=10") | 1 | 0 | 79.01 | 79.01
R1005KZ | Raw,Tubing,0.072 OD,304SS | 0 | 0 | 3 | 3
S0103TM | Raw,LABEL | 0 | 0 | 0.01 | 0
S1201XC | BOTTLE,PLASTIC | 0 | 0 | 0.01 | 0
X0201JP | Raw,O-Ring,9-006 CHEMRAZ, Comp 505 | 4 | 0 | 55.427 | 55.427
X0201FY | Raw,O-Ring,EPDM,75A,18.72mmx23.96mm,Black | 382 | 0 | 1.12 | 1.12
BS815HJ | Raw,Wire,Silver, 9.75"Long | 91 | 0 | 2.36 | 2.36
2800093 | Raw,O-Ring, 2-026 E0740-75 | 14 | 0 | 0.74 | 0.74
6010070 | PNS, SOLDER SLEEVE | 100 | 0 | 0.777 | 0.777
X0201LX | Raw,O-Ring,EPDM,75A,4.47mmx7.01mm,Black | 46 | 0 | 1.75 | 1.75
X0201HP | Raw,O-Ring,CHEMRAZ | 18 | 0 | 18.37 | 18.37
X0201HQ | Raw,O-Ring,CHEMRAZ | 20 | 0 | 14.31 | 14.31
X0201HR | Raw,O-Ring,CHEMRAZ | 14 | 0 | 22.64 | 22.64
N0242LM | WIRE,TEF,26AWG GRN | 2928.298 | 0 | 3.1 | 3.1
HS030WB | PNS,DOW CORNING XIAMETER,RTV J | 5 | 0 | 19.13 | 19.13
X0201KG | Raw,O-Ring,CHEMRAZ | 0 | 0 | 22.16 | 22.16
M0155RJ | PNS, Adhes,Loctite 380 | 0 | 31.75 | 38.85 | 38.85
CR002BK | PNS,HIGH VACUUM GREASE | 56 | 0 | 26.75 | 26.75
X0201LK | Raw,O-Ring,9-026-505 Chemraz | 2 | 0 | 144.69 | 144.69
R0128CF | Raw,Tubing,TET10-NT PTFE AWG 18 TW Raw,Tubing, | 3698.301 | 0 | 0.192 | 0
Q0106SS | Potassium Chloride (KCl) Compound | 0 | 0 | 0.07 | 0.07
X0180KB | PNS,SOLDER / FLUX, "NO-CLEAN" 1 ROLL=250G | 12 | 0 | 51.304 | 51.304
BS814AK | Reference Cavity Solution. | 0 | 0 | 0 | 0
AS600AG | 12887,CESIUM CARBON 1063 | 2913.135 | 0 | 0.01 | 0.01
X0180GZ | PNS,Solder,Tin/Silver | 0 | 0 | 2.12 | 2.12
X0170BS | PNS,Silicone Dow Corning- RTV 3140 3OZ / 90 ML | 19 | 0 | 42.89 | 42.89
AS600AT | $ G6720,TRIMETHOXYSILANE 2168 | 0 | 0 | 0.335 | 0.335
N0248AK | PNS,Potting,Hardener | 9 | 0 | 74.22 | 74.22
X0180JA | EPOXY,SILVER,2 COMP, #H21D/1oz | 2 | 0 | 264.69 | 264.69
0026892 | WIRE MAGNET COP | 1467 | 0 | 0.38 | 0.38
AS600BB | Solu,ELECTROLYTE | 0 | 0 | 0 | 0
X0201JA | Raw,O-Ring,CHEMRAZ,9-116, Comp 505 | 4 | 0 | 124.74 | 124.74
1600026 | MRO,RESIN 600 | 0 | 0 | 46.92 | 46.92
R0112BF | Raw,Wire,Gold, 24K | 100 | 0 | 25.3 | 25.3
1600027 | MRO,#66 Hardener or RT-10 | 0 | 0 | 69.47 | 69.47
1600049 | MRO,CATALYST, CIRCALOK 6010B | 6 | 0 | 99.36 | 99.36
X0180ED | PNS, SOLDER NO-CLEAN 20AWG 1LB | 5 | 0 | 44.34 | 32.39
N0249MB | Raw,Wire,PER FT 22 RED INS | 1993.321 | 0 | 0.25 | 0.25
N1204XQ | PROPYLEN GLYCOL | 0 | 0 | 0.022 | 0
1600062 | MRO,CAB-O-SIL M5, SILICA, 664103 EP7965 | 28.999 | 0 | 36.19 | 36.19
0047059 | DISTILLED WATER | 0 | 0 | 3.34 | 3.34
Q0106WA | $ SILVER NITRATE #SS72-1 LITER | 1 | 0 | 0.36 | 233.35
0003312 | GLYCERINE /Liter - #BPG33-4 (G33-1) | 24 | 382 | 124.6935 | 124.6935
B0164HF | Raw,HEAT TUBING | 1658.577 | 0 | 0.77 | 0.77
B0164KY | NAFION TUBING -TT-110-01-01 | 105.187 | 0 | 60.7195 | 60.7195
N0248AL | PNS,Potting,Resin,KEY PC2992B | 9 | 0 | 435.87 | 435.87
B0164LB | Raw,Tubing,Kynar,3/64 I.D. | 5669.88 | 0 | 0.8625 | 0
AS600AP | P-285 POTASSIUM PHOSPHATE, monobasic, 99%, 500G | 0 | 0 | 0.474 | 0.474
Q0106BM | ANAC79442-260 -1LB,SILV.CHLO. 712 | 0 | 0 | 3.1545 | 0
AS600AN | Sodium phosphate, Dibasic, 500G | 0 | 0 | 0.19152 | 0.19152
B0164JK | HEATSHRINK 3/64" GREEN FOOT | 329.61 | 0 | 0.4957 | 0.47776
CO21505-300-10 | Elec,Carbon Diox,12x312mm,BNC,#CO21505-300-10 | 0 | 0 | 33.793 | 0
414004-168 | Sub,Cut, Lead Free Glass, 3.40mm (0.135") OD x 6.6"L | 0 | 0 | 0.007 | 0
448003-0002 | Sub,UHMWPE Rod,1/8"x0.25"L",20 Microns#NAH1A-04-01 | 112 | 0 | 0.035 | 0.032
RDSAMPLE | R&D Internal MFG Production & Development | 0 | 0 | 0 | 0
414011-020 | Sub,Cut,Lead Free Glass,8mm (0.325+/-0.005")ODx0.64mm(0.02L | 0 | 0 | 0.002 | 0
414013-106 | Sub,Cut,Lead Free Glass,0.165"OD x 4.1"L | 0 | 0 | 0.002 | 0
414013-038 | Sub,Cut, Lead Free Glass, 4.2mm (0.165") OD X 1.5"L | 0 | 0 | 0.002 | 0
449004-0021 | Sub,Cap Holder,Blk ABS Rod,3/4",0.635"ODx1.53"L,R04Ek-14-01 | 0 | 0 | 0.462 | 0
521005-0002 | Sub,Rod, Silver wire, 0.25" OD x 0.3"L99% PURE,R04KG-14-03 | 48 | 0 | 1.512 | 1.512
RESTOCK | AP USE RESTOCKING FEE | 0 | 0 | 0 | 0
449006-0034 | Sub,Valve Body, ABS Rod, 1/2"X1.75"L, Blk,CL03Q-04-01 | 9 | 0 | 0.27 | 0.135
441019-0001 | Sub,Probe Body,PVC Pipe,1/4" Sch40,Grey RoHS3,R0PCV-04-01 | 14 | 0 | 0.179 | 0.179
450375-0001 | Sub,ISE Fluoride Base,Remachined,FL44J-04-01-R | 15 | 0 | 24.956 | 24.956 | Lab-Ovh
441012-0002 | Sub,Sealing Ring,.6"ODx.485"IDx.25"L,Gray PVC,R0PCV-04-05 | 4 | 0 | 0.019 | 0.02
441012-0003 | Sub,Top Piece,0.6"ODx0.30"IDx0.08"L, 5/8"Gray PVC,R0PCV-04-6 | 6 | 0 | 0.009 | 0.01
450184-0001 | Sub,Body, Clear PVC. reliant DO,DOCHN-14-01R | 2 | 0 | 4.607 | 5.464 | Lab-Ovh
660131 | Label, Reliant, Galvanic Sensor. | 0 | 0 | 0 | 0
BS811MW | Raw,Jumper, Strip,Alum, 0.035" Thick | 173 | 0 | 5.6 | 5.6
EP307VA | Insulator Body EP307B Sensor,Foxboro Dwg EP307AC | 34 | 128.42 | 87.93 | 87.93 | Lab-Ovh
1600585 | SILICONE GREASE | 2430 | 0.65 | 0.39 | 0.39
2800-046 | Raw,O-Ring,VITON, 2-009, FKM 75A BRN | 3505 | 0 | 0.1 | 0.1
2800-060 | SCREW TI | 1345 | 19.08 | 4.8552 | 4.08
2800-188 | Raw,Screw,TI | 123 | 0 | 10.9 | 10.9
2800-684 | Raw,Keeper, Screw | 40 | 0 | 21.1 | 38
2800689 | Raw,Screw, | 0 | 0 | 0.0562 | 0.0562
2805-618 | Raw,Keeper, Monel 400, No Notches | 38 | 0 | 48.67 | 48.67
2805-620 | KEEPER, 316L, No Notches | 107 | 0 | 2.41 | 2.41
2805-621 | Raw,Keeper, Tant | 99 | 0 | 3 | 3
X0201FH | Raw,O-Ring,PARKER # 2-009-E692-90 | 86 | 0 | 1.1 | 1.1
2800687 | Raw,Screw,CARP 20 | 0 | 0 | 52.03 | 52.03
2800688 | Raw,Screw 316L SS | 1 | 0 | 34.54 | 34.54
BS805ME | CAUTION SHEET,SOLUTION | 502 | 0 | 0.07 | 0.07
BS806AX | 2.0" x 2.84" ILS 330 white polycal. | 978 | 0.33 | 0.3496 | 0.3496
1355002 | Raw,Electrode Stem 2220 EOQ | 449 | 0 | 11.21 | 11.21
1910020 | LABEL,DATA PKG(USE DYMO#30256) | 1019 | 0 | 0.01 | 0.01
2800645 | MRO,Swab (MANUFACTURING W/A)Q-Tips | 5000 | 0.01 | 0.00785 | 0.007
2800683 | CARPENTER 20, UNS N08020,PER ASTM 473 | 63 | 0 | 5.6 | 5.6
2800686 | Raw,Screw,MNL 0.112 X 40-.19 | 57 | 0 | 18.3 | 18.3
2805619 | Raw,Keeper, Carp 20 | 44 | 0 | 16.47 | 16.47
7000004 | SAMPLE VIAL #03-338-1D | 1414 | 115.3 | 1.3572 | 1.3572
7000006 | Raw,Bag,Clear Ziplock Bag 5"X 8" 4 MIL. 70 | 1535 | 0.08 | 0.079 | 0.079
7000020 | Raw,Foam, Packaging Foam, 0.56x 0.75 345 | 270 | 0.07 | 0.11 | 0.11
7000600 | Raw,Bag,Clear Ziplock Bag 2.5" X 3" | 990 | 0.05 | 0.024 | 0.024
7000619 | Raw,Bag,Clear Ziplock Bag, 12" X15" 3 Mil | 500 | 0 | 0.18 | 0.18
D0217YM | .40" x .50" ILS 324 metalized polyester.2AC. Black print | 4966 | 0.03 | 0.03386 | 0.03386
MI611-188 | ELECTRODE KIT FOR 871PH SENSOR | 305 | 0 | 0.35 | 0.35
SDS049 | SDS | 0 | 0.01 | 0 | 0
SDS050 | SDS | 0 | 0.01 | 0 | 0
SDS051 | SDS | 0 | 0 | 0 | 0
X0201JQ | Raw,O-Ring,-009 CHEMRAZ | 19 | 0 | 15.02 | 15.02
X0201NT | Raw,O-Ring,TFE-FILLED EPDM - SIZE: -009 | 250 | 0 | 0.344 | 0.344
XS005LG | 2.0" x 1.65" ILS 324 Metalized polyester label | 7830 | 0.09 | 0.12949 | 0.12949
BS811GU | Patch Cord, Variopin,11FT, Foxboro Dwg BS811GU | 3 | 214.56 | 76.131 | 76.131 | Lab-Ovh
BS812BR | Acce,Kit,871pH,FT-BULB,Ryton,EDPM,316LSS Extractor (BS805MD) | 0 | 157.24 | 60.361 | 74.538 | Lab-Ovh
BS805MD | Acce,Kit,871pH,FT-Bulb,Ryton,Viton,TI Extractor | 1 | 172.12 | 43.39 | 43.39 | Lab-Ovh
BS805WC | Acce,Kit,871pH,Bulb,Ryton,Viton(10X),TI Extractor (BS805MD) | 0 | 1337.69 | 307.739 | 307.739 | Lab-Ovh
BS805WD | Acce,Kit,871pH,FT-Bulb,Ryton,Viton(10X),TI Extractor (BS805M | 1 | 1369.88 | 326.691 | 326.691 | Lab-Ovh
BS805YP | Acce,Kit,871pH,RF JCT,Ryton,Viton(10X),TI Extractor (BS805MD | 0 | 627.75 | 226.188 | 194.277 | Lab-Ovh
0022532 | Acce,Kit,871pH,PT ORP,CTFE,Viton,TI Extractor (BS805MD) | 0 | 218.7 | 108.544 | 65.409 | Lab-Ovh
0022507 | Acce,Kit,871pH,PT ORP,Ryton,Viton, TI Extractor (BS805MD) | 0 | 197.37 | 102.047 | 59.307 | Lab-Ovh
0022506 | Acce,Kit,871pH,Antimony,Ryton,Viton,TI Extractor (BS805MD) | 0 | 105.54 | 36.673 | 36.673 | Lab-Ovh
0022705 | Acce,Kit,871pH,RF JCT,PTFE,Viton,TI Extractor (BS805MD) | 0 | 113.94 | 40.886 | 40.886 | Lab-Ovh
0022505 | Acce,Kit,871pH,Bulb,Ryton,Viton,TI Extractor (BS805MD) | 0 | 171.14 | 42.147 | 42.147 | Lab-Ovh
0022703 | Acce,Kit,871pH,RF JCT,Ryton,Viton,TI Extractor (BS805MD) | 0 | 100.16 | 37 | 37 | Lab-Ovh
ISTEK-363-TC | Elec,pH,DJ,XVF,3/4"MPT Ryton,PT1000,#V-AV10E-30,TuffTip | 2 | 146.85 | 54.738 | 54.738 | PROX Lab
643013-0001 | Foam bushing,blk,Vinyl (DK2121) 1/4"thk,OD0.155" | 23367 | 0 | 0.286 | 0.286
643013-0002 | Foam bushing,blk,Vinyl (DK2121)1/4"thk,OD0.288" | 208 | 0 | 0.246 | 0.24
643013-0003 | Foam bushing,blk,Vinyl (DK2121)1/4"thk,OD0.188" | 4953 | 0 | 0.286 | 0.286
643013-0004 | Foam bushing,blk,Vinyl (DK2121) 1/4"thk,OD0.406" | 1600 | 0 | 0.256 | 0.25
643013-0005 | Foam bushing,blk,Vinyl (DK2121) 1/4"thk,OD0.50" | 300 | 0 | 0.266 | 0.26
643013-0006 | Foam bushing,blk,Vinyl (DK2121) 1/4"thk,OD0.438" | 0 | 0 | 0.406 | 0.406
643013-0007 | Foam bushing,blk,Vinyl (DK2121) 1/4"thk,OD0.75" | 9440 | 0 | 0.266 | 0.266
643013-0008 | Foam bushing,blk,Vinyl (DK2121) 1/4"thk,OD0.87" | 2925 | 0 | 0.276 | 0.276
643013-0009 | Foam bushing,blk,Vinyl (DK2121) 1/4"thk,OD0.406",ID0.288"Fo" | 379 | 0 | 0.286 | 0.28
643013-0010 | Foam bushing,blk,Vinyl (DK2121) 1/4"thk,OD0.406",ID0.078" | 0 | 0 | 0.286 | 0
643013-0011 | Foam bushing,blk,Vinyl (DK2121) 1/4"thk,OD0.288",ID0.155" | 0 | 0 | 0 | 0
643013-0012 | Foam bushing,blk,Vinyl (DK2121) 1/4"thk,OD0.288",ID0.125" | 545 | 0 | 0.266 | 0.26
643013-0013 | Foam bushing,blk,Vinyl (DK2121) 1/4"thk,OD0.288",ID0.078" | 53 | 0 | 0.266 | 0.26
643013-0014 | Foam bushing,blk,Vinyl (DK2121)1/4"thk,OD0.288",ID0.059" | 12 | 0 | 0.356 | 0.35
643013-0015 | Foam bushing,blk,Vinyl (DK2121) 1/4"thk,OD0.438",ID0.078" | 0 | 0 | 0 | 0
643013-0016 | Foam bushing,blk,Vinyl (DK2121) 1/4"thk,OD0.625",ID0.438" | 0 | 0 | 0 | 0
643013-0017 | Foam bushing,blk,Vinyl (DK2121) 1/4"thk,OD0.406",ID0.125 | 1000 | 0 | 0 | 0
0022510 | Acce,Kit,871pH,Bulb,PTFE,Viton,TI Extractor (BS805MD) | 0 | 187.85 | 46.691 | 44.881 | Lab-Ovh
0003087 | EXTRACTOR KIT | 0 | 0 | 49.555 | 0
03004-S | REFERENCE JUNCTION, 2220, TFE | 0 | 0 | 22.444 | 6.79
03005-S | REFERENCE JUNCTION 2220 | 0 | 0 | 18.557 | 3.58
03007-S | ANTIMONY ELCTRD | 0 | 0 | 19.388 | 0.33
03013-S | ELECTRODE GLASS PH | 0 | 0 | 26.066 | 0
03014-S | ELECTRODE GLASS PH | 0 | 0 | 28.27 | 27.195
03092-S | ASSY. REFERENCE CAVITY BOTTLE | 0 | 0 | 4.786 | 0
03093-S | REFERENCE CAVITY SOLUTION | 0 | 0 | 4.075 | 0
03094-S | GOLD/PT ORP ELECTRODE | 0 | 0 | 97.916 | 0
10111WV | Panel for PWB d0150ja0f | 0 | 0 | 0 | 0
10125FU | Label Instructions, WEEE Symbol | 0 | 0 | 0 | 0
10137FJ |  | 0 | 0 | 0 | 0
10137FN | Certification DWG LYNX | 0 | 0 | 0 | 0
1340-003 | 1-1/2 X CLS S40 WELD NIPPLE TBE 316L (4548K261) | 4 | 0 | 13 | 14.19
1340010 | NIPPLE, TI, 1.5 NPT CLOSE | 12 | 0 | 17.293 | 17.218 | Lab-Ovh
1340313 | 2 X CLS S40 WELD NIPPLE TBE 316L | 5 | 0 | 10.36 | 10.36
1341-063 | CAP | 2340 | 0 | 0.024 | 0.024
1345004 | WICK, REF. JUNCTION | 0 | 0 | 0 | 0
1345016 | Raw,Lower Body, Dark Brown, Fortron | 62 | 0 | 16.19 | 16.19
1345017 | Raw,Upper Body, Dark Brown,Fortron | 208 | 0 | 7.5 | 7.5
1345024 | HOUSING THERM 457,2661,2502 | 874 | 0 | 50.7 | 50.7
1345033 | HOLDER,REF, JUNCTION, TFE | 68 | 0 | 4.447 | 4.272 | Lab-Ovh
1345-165 | Raw,Plug | 40 | 0 | 0.024 | 0.024
1345169 | UPPER HOUSING 173 | 16 | 0 | 21.716 | 20.643 | Lab-Ovh
1345172 | THERM HOUSING 457, 2661 | 47 | 0 | 60 | 60
1345173 | HOUSING THERM 316L 457,2661 | 18 | 0 | 50 | 50
1355011 | ELECTRODE DISK, GOLD | 0 | 0 | 81.356 | 0
1355012 | JUNCTION,CERM.REF. 114 - .239 x .160 | 467 | 0 | 11.25 | 11.25
1355061 | ELECTRODE DISK, ANTIMONY | 0 | 0 | 0 | 0
15100HG | Panel for PWB - Procedure ph/ORP Sensor Prepot /Final Test | 0 | 0 | 0 | 0
1600019 | MRO,Solder,STAINTIN 167 | 0 | 0.01 | 1 | 1
1600039 | MRO,SOLVENT, CLEANING P-70 18815k31 | 3 | 0 | 9.63 | 9.63
1600040 | MRO,A-845-500 Sb POWDER - CAT# AA10100A1 40 | 0 | 0 | 121.82 | 121.82
1600584 | PNS, GREASE - 1279K32 | 41 | 0 | 26.75 | 26.75
1600-586 | MRO, GREASE SILICONE 1600-585 | 5 | 0 | 0.39 | 0.39
2100643 | 450-4354-1-03-10 JACK 732 | 960 | 0 | 8.79 | 8.79
2800122 | Raw,O-Ring, 2-021, E0740-75-021 | 775 | 0 | 0.65 | 0.65
2800132 | Raw,O-Ring, 2-018,E1001-018 477 | 111 | 0 | 1.85 | 1.85
2800352 | Raw,O-Ring,VITON,75A,28.30mmx31.86mm,Brown | 37 | 0 | 2.5 | 2.5
2800654 | VIAL W/CAP VWR -60819-422 | 566 | 0.57 | 0.7093 | 0.70933
2800709 | Raw,O-Ring, 1.24MM 4.37MM FKM 60A BLK | 133 | 0 | 0.97 | 0.97
2800714 | Raw,O-Ring, 2-021, Viton VW076-75 | 303 | 0.67 | 0.1908 | 0.1908
3011 | PLATINUM ORP ELECTRODE | 0 | 0 | 86.365 | 0
3012 | GOLD ORP ELECTRODE | 0 | 0 | 99.69 | 0
3020 | EXTRACTOR KIT,T1 | 0 | 0 | 8.923 | 0
3081 | TEMP. COMP. ASSY 222E AND 222F | 0 | 0 | 69.801 | 72.564
3084 | EXTRACTOR KIT, MONEL | 0 | 0 | 80.394 | 0
3085 | EXTRACTOR KIT, CARP 20 | 0 | 0 | 24.464 | 0
3086 | EXTRACTOR KIT, 316L | 0 | 0 | 4.139 | 4.139
3093 | REFERENCE CAVITY SOLUTION | 0 | 0 | 3.707 | 0
3097 | TEMP COMP ASSY 222E&F CARP 20 | 0 | 0 | 80.124 | 0
3098 | TEMP COMP ASSY 222E&F 316L | 0 | 0 | 69.024 | 0
3099 | TEMP COMP ASSY 222E&F MONEL | 0 | 0 | 99.361 | 0
3100 | TEMP COMP ASSY 222E&F TANT | 0 | 0 | 49.422 | 0
4S200BZ | 871PH, FINAL ASSY | 0 | 0 | 0 | 0
4S200MG | FINAL ASSY 871A | 0 | 0 | 0 | 0
4S200YP | PH10 FINAL ASSY DOC | 0 | 0 | 0 | 0
4S200YZ | Inf Doc, Agency | 0 | 0 | 0 | 0
4S201AB | Reference Document | 0 | 0 | 0 | 0
4S201AN | Inf Doc, Agency | 0 | 0 | 1 | 0
4S201DM | FINAL ASSEMBLY 12MM PH SENSOR | 0 | 0 | 0 | 0
4S201EM | FIT12 PH12 ACCESSORIES (INFORMATIONAL DOCUMENT) | 0 | 0 | 0 | 0
4S201ET | BVI ASSEMBLY | 0 | 0 | 0 | 0
6000018 | Raw,Wire, NICKEL,99.99%PURE 182 | 10585.72 | 0 | 0.235 | 0.235
6000584 | Raw,Wire,Telfon, 26AWG,Green, 65,42 | 1338.999 | 0 | 0.15 | 0.15
6000614 | Raw,Wire,PVC,26AWG,WHITE,IRR,65 | 1170.869 | 0 | 0.2 | 0.2
6010028 | Raw,Tubing,KYNAR 1667,83,2788 | 1773 | 0 | 0.057 | 0.0675
6010040 | SLEEVE,BLK,0.25 X 0.75 | 2209 | 0 | 0.09 | 0.09
6010049 | WIRE MK.SHRINK .13x.75 | 962 | 0 | 0.07 | 0.07
6010078 | Raw,Tubing,24tfe replaced by R0120BL | 1997 | 0 | 0.21 | 0.21
6010267 | SLEEVE,.38X.75 BLK | 611 | 0 | 0.11 | 0.11
8000030 | ROD, 316 3.5 486 | 8 | 0 | 177.12 | 177.12
8000031 | ROD, 316 1.75 | 21 | 0 | 32.92 | 32.92
8000032 | ROD, 316 1.5 | 12 | 0 | 47.31 | 47.31
8000033 | ROD, 316 1.375 | 8 | 0 | 24.3 | 24.3
8000034 | * ROD, 316 1.25 | 54 | 0 | 17.6 | 17.6
8000124 | ROD,HEX 316 1.25 | 18 | 0 | 28 | 28
8000129 | Raw,Disk, Gold 1 | 34 | 140.11 | 73.2942 | 147.49
8000139 | ROD, TI, 1.5 | 9 | 0 | 116.05 | 116.05
8000142 | ROD,TI,1.0 | 11 | 0 | 65.5 | 65.5
8000148 | Raw,Disk,Platinum, 1 | 23 | 0 | 61.2895 | 41.69
8000319 | ROD, 316, .125 | 24 | 0 | 4.31 | 4.31
8000329 | * PIPE,TI, 1.5 IPS,SCH 40 | 57 | 0 | 85.33 | 85.33
8000364 | ROD,20Cb-3 .187 DIA. 486 | 174 | 87.61 | 67.21 | 67.21
8000365 | ROD,316L SS .187 DIA | 18 | 0 | 0.43 | 0.43
8000371 | ROD,TANTALUM .25 DIA | 4 | 0 | 322.1 | 322.1
8010629 | ROD CPVC 1.50 TYPE 4 GRADE I | 10 | 0 | 20.1 | 20.1
AS350AB | ELECTRODE, INTERNAL | 68 | 0 | 1.168 | 1.17
AS350AD | ELECTRODE ASSY, PH | 0 | 0 | 4.422 | 0
AS600AM | ELECTROLYTE, PH | 0 | 0 | 148.88 | 0
B0164HA | TUBE,HT SHRINK KYNAR 1/8" CLEAR | 1543.417 | 0 | 0.9 | 0.9
B0164LD | PNS,Tubing,FLUORO HEAT SHRINK #RT-375-3/8 | 400 | 0.98 | 3.69 | 3.69
B0164LK | Raw,Tubing,PEEK | 499.9 | 0 | 5.42 | 5.4
B0164LL | Zeus 9 AWG Extruded PTFE Thin Wall Tubing - Natural | 0 | 0 | 6.06 | 6.06
B0300HQ | LABEL BLANK | 3203 | 0 | 0.15983 | 0.15983
B0799DB | Environmental Compliance Documentation | 4700 | 0 | 0.67 | 0.67
B1277RA | MRO,RESIN BASED RIBBON BLACK - RB-30433Z - 4.33"X984' | 37 | 0 | 33.93 | 33.93
B1278YU | PNS,Flux | 0 | 0 | 18.86 | 18.86
B1279CP | 1.938" x 46" ILS 324 metalized polyester (Label) | 50579 | 0 | 0.0393 | 0.0393
B4007CT | INSERT | 0 | 0 | 0 | 0
B4016PB | 1.25" x .875" ILS 217L white polyester -Label | 19763 | 0 | 0.03874 | 0.03874
BK3569 | PH10 & ORP10 INST BOOK | 0 | 0 | 0 | 0
BS800DP | Raw,O-Ring, E0740-75 2-119 | 4 | 0 | 3.34 | 3.34
BS805KU | Sub,pH Elec Assy for 871pH | 0 | 0 | 27.308 | 0
BS810MP | SPLIT FERRULE, TI | 13 | 0 | 29.649 | 111.32 | Lab-Ovh
BS810NE | $RETRAC CHAMBER,TI WELD | 0 | 0 | 1294.588 | 0 | Lab-Ovh
BS810NH | RETRACTION CHAMBER | 0 | 0 | 769.846 | 770.167 | Lab-Ovh
BS810NN | ELECTRODE ASSY PH(FLAT)NONFLOW | 0 | 0 | 11.197 | 0
BS810NP | ELECTRODE ASSY, DOME, PH12 | 0 | 0 | 11.883 | 0
BS810NQ | SOLUTION GROUND ASSY,1000 OHM | 0 | 0 | 19.358 | 19.358
BS810NR | SEAL, LOWER | 1325 | 0 | 0.18569 | 0.09
BS810NV | SEAL LOWER HOUSING | 2528 | 0 | 0.147 | 0.1
BS810PX | JUNCTION LIQUID ASSEMBLY | 0 | 0 | 3.683 | 0
BS810QF | Cable Seal | 9561 | 0 | 0.15435 | 0.105
BS810QP | SOLUTION GROUND ASSY, 100 OHM | 0 | 0 | 18.348 | 18.35
BS810QQ | CABLE ASSY PH SENSOR | 0 | 0 | 76.456 | 76.456 | Lab-Ovh
BS810QR | CABLE ASSY PH SENSOR 30FT | 0 | 0 | 112.344 | 111.619 | Lab-Ovh
BS810QS | CABLE ASSY PH SENSOR | 0 | 0 | 147.274 | 0
BS810QT | CABLE ASSY PH SENSOR | 0 | 0 | 183.2 | 182.437 | Lab-Ovh
BS810QU | CABLE ASSEMBLY,VARIOPIN 11 FT | 0 | 0 | 78.495 | 0
BS810QV | CABLE ASSEMBLY,VARIOPIN 21 FT | 0 | 0 | 113.904 | 0
BS810QW | CABLE ASSEMBLY, VARIOPIN 31 FT | 0 | 0 | 149.313 | 0
BS810QX | CABLE ASSEMBLY, VARIOPIN 41 FT | 0 | 0 | 184.722 | 0
BS810QY | CABLE ASSEMBLY, VARIOPIN 51 FT | 0 | 0 | 220.131 | 0
BS810TG | LOWER HOUSING ASSEMBLY | 0 | 0 | 53.505 | 0
BS810TJ | LOWER HOUSING ASSEMBLY | 0 | 0 | 53.505 | 0
BS810TQ | Elec,PH10 LH FLAT,FT-BULB,PT1K,SOL-GND(RD),VT ORING (BS810TB | 0 | 0 | 54.572 | 0
BS810TS | LOWER HOUSING ASSY | 0 | 0 | 46.418 | 94.21
BS810TT | Elec,PH10 LH FLAT,ANTIMONY,PT1K,SOL-GND,VT ORING (BS810TB) | 0 | 0 | 48.171 | 0
BS810TV | LOWER HOUSING | 0 | 0 | 47.428 | 0
BS810TZ | Raw,LOWER HOUSING | 0 | 0 | 143.034 | 0
BS810UD | LOWER HOUSING | 0 | 0 | 157.451 | 0
BS810UK | LOWER HOUSING ASSEMBLY | 0 | 0 | 54.344 | 0
BS810UL | LOWER HOUSING ASSEMBLY | 0 | 0 | 54.61 | 0
BS810UN | LOWER HOUSING ASSEMBLY | 0 | 0 | 54.868 | 0
BS810UT | LOWER HOUSING ASSEMBLY | 0 | 0 | 54.182 | 0
BS810UY | LOWER BODY ASSEMBLY | 0 | 0 | 47.259 | 0
BS810VD | Sub,ORP10 LH SUBASSY,PTDISC,PT100,SOL-GND,EPDM (BS810TB) | 0 | 0 | 144.619 | 0
BS810VP | LOWER HOUSING ASSEMBLY | 0 | 0 | 112.555 | 0
BS810VQ | LOWER HOUSING ASSEMBLY | 0 | 0 | 114.308 | 0
BS810VR | LOWER HOUSING ASSEMBLY | 0 | 0 | 112.555 | 0
BS810VV | LOWER HOUSING ASSEMBLY | 0 | 0 | 114.832 | 0
BS810VZ | LOWER HOUSING ASSEMBLY | 0 | 0 | 113.136 | 0
BS810WA | LOWER HOUSING ASSEMBLY | 0 | 0 | 114.146 | 0
BS810WC | LOWER HOUSING ASSEMBLY | 0 | 0 | 114.146 | 0
BS810XX | SOLUTION GROUND ASSY,1000 OHM | 0 | 0 | 18.836 | 0
BS811GJ | SOLUTION GROUND ASSY, 1000 OHM | 67 | 0 | 19.358 | 39.971
BS811GK | SOLUTION GROUND ASSY, 100 OHM | 38 | 0 | 18.348 | 35.443
BS811GP | CABLE,ASSEMBLY VARIOPIN 11 FT | 1 | 86.78 | 67.727 | 50.956
BS811GQ | CABLE ASSEMBLY, VARIOPIN 21 FT | 0 | 0 | 85.298 | 70.764
BS811GR | CABLE ASSEM, VARIOPIN 31 FT | 0 | 0 | 103.613 | 0
BS811GS | CABLE ASSEMBLY, VARIOPIN 41 FT | 0 | 0 | 121.928 | 0
BS811GT | CABLE ASSEMBLY, VARIOPIN 51 FT | 0 | 0 | 140.243 | 0
BS811HN | Assy-Cable Assembly, PRE-AMP | 18 | 0 | 20.57 | 20.57
BS811HP | Assy-Cable Assembly, PRE-AMP | 20 | 0 | 25.21 | 31.4875
BS811HR | Assy-Cable Assembly, VARIOPIN PRE AMP | 0 | 0 | 56.577 | 0
BS811HS | Assy-Cable Assembly, VARIOPIN PRE AMP | 0 | 0 | 66.345 | 57
BS811HT | Assy-Cable Assembly, VARIOPIN PRE AMP | 0 | 0 | 76.113 | 0
BS811HU | Assy-Cable Assembly, VARIOPIN PRE AMP | 0 | 0 | 85.881 | 0
BS811HV | Assy-Cable Assembly, VARIOPIN PRE AMP | 0 | 0 | 95.649 | 0
BS811LG | LABEL, AGENCY | 0 | 0 | 0.178 | 0
BS811LM | LABEL, AGENCY, FM | 0 | 0 | 0.178 | 0
BS811LX | CABLE ASSY PRE S.O. | 0 | 0 | 0 | 0
BS811MA | PLUG,SEAL | 7611 | 0 | 0.147 | 0.1
BS811MF | PLUG HEX, 1/2 NPT, TI | 4 | 0 | 56 | 56
BS811MM | CABLE, ASSY, PH-IT, 20 FT | 0 | 0 | 39.715 | 39.715
BS811MN | CABLE ASSY INTR | 0 | 0 | 0 | 0
BS811MZ | LABEL, AGENCY | 0 | 0 | 0.178 | 0
BS811NY | SAFETLY HANDLE | 0 | 0 | 2.309 | 0
BS811PR | CABLE ASSY | 0 | 0 | 121.937 | 0
BS811PS | CABLE ASSY | 0 | 0 | 184.722 | 0
BS811PT | CABLE,SENSOR | 0 | 0 | 84.904 | 74.693
BS811RW | CABLE ASSY INTR | 0 | 0 | 29.947 | 32.824
BS812AA | GLASS PH ELECTRODE, EPDM | 0 | 0 | 26.751 | 0
BS812AB | GLASS PH ELECTRODE | 0 | 0 | 59.331 | 0
BS812AC | ELECTRODE GLASS PH | 0 | 0 | 29.746 | 0
BS812AD | ELECTRODE GLASS PH | 0 | 0 | 60.648 | 0
BS812BE | ELECTRODE, FLAT GLASS PH | 0 | 0 | 27.106 | 0
BS812BF | ELECTRODE, FLAT GLASS PH | 0 | 0 | 59.687 | 0
BS812BG | ELECTRODE, PH, TEFLON | 0 | 0 | 27.881 | 0
BS812BH | ELECTRODE, FLAT GLASS PH | 0 | 0 | 28.423 | 0
BS812BJ | ELECTRODE ASSY PH | 0 | 0 | 61.004 | 0
BS812CR | ELECTRODE ASSY, PH | 0 | 0 | 5.549 | 0
BS812CS | ELECTRODE ASSY, PH, RYTON, VITON | 0 | 0 | 27.026 | 0
BS812CT | ELECTRODE ASSY,PH,RYTON,EPDM | 0 | 0 | 29.246 | 0
BS812CU | ELECTRODE,PH,RYTON,CHEMRAZ | 0 | 0 | 60.149 | 0
BS812CV | ELECTRODE ASSY,PH,TFE,VITON | 0 | 0 | 28.343 | 0
BS812CW | ELECTRODE ASSY,PH,TFE,EPDM | 0 | 0 | 30.563 | 0
BS812CX | ELECTRODE ASSY,PH,TFE,CHEMRAZ | 0 | 0 | 61.466 | 0
BS812EF | HOLDER, ELECTRODE, SB | 0 | 0 | 9.794 | 0
BS812EG | ANTIMONY ELECTRODE | 0 | 0 | 19.929 | 0
BS812EH | ANTIMONY ELECTRODE | 0 | 0 | 52.51 | 0
BS812EJ | ANTIMONY ELECTRODE | 0 | 0 | 25.273 | 0
BS812EK | ANTIMONY ELECTRODE | 0 | 0 | 27.493 | 0
BS812EL | ANTIMONY ELECTRODE | 0 | 0 | 58.396 | 0
BS812FN | GOLD ORP ELECTRODE | 0 | 0 | 100.232 | 0
BS812FP | GOLD ORP ELECTRODE | 0 | 0 | 132.813 | 0
BS812FQ | GOLD ORP ELECTRODE | 0 | 0 | 105.711 | 0
BS812FR | GOLD/PT ORP ELECTRODE | 0 | 0 | 107.931 | 0
BS812FS | GOLD/PT ORP ELECTRODE | 0 | 0 | 138.833 | 0
BS812GU | PLATINUM ORP ELECTRODE | 0 | 0 | 86.906 | 0
BS812GV | GOLD/PT ORP ELECTRODE | 0 | 0 | 119.487 | 0
BS812GW | GOLD/PT ORP ELECTRODE | 0 | 0 | 94.605 | 0
BS812GX | GOLD/PT ORP ELECTRODE | 0 | 0 | 125.507 | 0
BS812HY | REF JUNC, RYTON, EPDM | 0 | 0 | 18.827 | 0
BS812HZ | REFERENCE JUNCTION 2220 | 0 | 0 | 35.118 | 0
BS812JA | REFERENCE JUNCTION, 2220, TFE | 0 | 0 | 21.971 | 0
BS812JB | REFERENCE JUNCTION | 0 | 0 | 38.261 | 0
BS812KC | ELECTRODE HOLDER | 121 | 0 | 23.14 | 22.928 | Lab-Ovh
BS812KD | REFERENCE JUNC, 871PH, VITON | 0 | 0 | 44.525 | 33.9
BS812KE | REFENCE JUNC, 871PH, EPDM | 0 | 0 | 44.796 | 0
BS812KF | REFERENCE JUNC, 871PH, CHEMRAZ | 0 | 0 | 61.086 | 0
BS812LC | LOWER HSG ASSY RYTON TI | 0 | 0 | 104.024 | 0
BS812LF | LOWER HSG ASSY RYTON TI | 0 | 0 | 468.304 | 0
BS812LG | LOWER HSG ASSY | 0 | 0 | 479.65 | 0
BS812LH | LOWER HSG ASSY | 0 | 0 | 467.427 | 0
BS812LJ | LOWER HSG ASSY | 0 | 0 | 510.616 | 0
BS812LK | LOWER HSG ASSY | 0 | 0 | 445.561 | 0
BS812LR | LOWER HSG ASSY CPVC TI | 0 | 0 | 468.317 | 0
BS812LS | LOWER HSG ASSY CPVC TI | 0 | 0 | 479.663 | 0
BS812LT | LOWER HSG ASSY CPVC TI | 0 | 0 | 392.897 | 0
BS812LU | LOWER HSG ASSY CPVC TI | 0 | 0 | 500.806 | 0
BS812LV | LOWER HSG ASSY | 0 | 0 | 445.597 | 0
BS812LW | LOWER HSG ASSY CPVC TANT | 0 | 0 | 126.893 | 0
BS812MM | LOWER HSG ASSY | 0 | 0 | 327.978 | 0
BS812MS | VARIOPIN ADAPTER | 12 | 0 | 25.232 | 26.588 | Lab-Ovh
BS812PN | JUNCTION ASSY PH12 | 0 | 0 | 3.825 | 1.149
BS812RD | SEAL, UPPER | 3855 | 0 | 0.17021 | 0.09
BS812RG | TEMP COMP ASSY,Ti | 0 | 0 | 69.801 | 0
BS812RH | TEMP COMP ASSY,CARP20,MACHINED | 0 | 0 | 80.124 | 0
BS812RK | TEMP COMP ASSY,316L | 0 | 0 | 69.024 | 0
BS812RL | TEMP COMP ASSY,MONEL | 0 | 0 | 109.207 | 0
BS812RM | TEMP COMP ASSY,TANT | 0 | 0 | 49.422 | 0
BS812RN | TEMP COMP ASSY, TI, MACHINED | 0 | 0 | 68.62 | 59.17
BS812RP | TEMP COMP ASSY,CARP20,MACHINED | 0 | 0 | 78.943 | 0
BS812RQ | TEMP COMP ASSY,316L | 0 | 0 | 0 | 0
BS812RS | TEMP COMP ASSY,TANT | 0 | 0 | 48.241 | 0
BS812VV | Raw,Washer, | 113 | 0 | 3.75 | 3.75
BS812XH | NAFION TUBE PH12 | 0 | 0 | 5.594 | 0
BS812XR | SOLUTION GROUND ASSY | 0 | 0 | 172.338 | 0
BS812XS | SOLUTION GROUND ASSY | 0 | 0 | 171.79 | 0
D0162VL | Raw, SCR 6-32 X .915 PH PAN CAPTIV SCR ZINC T | 500 | 0 | 0.941 | 0.941
BS812XU | VP CABLE STRAIN RELIEF 3/4-IN NPSM | 0 | 0 | 41.601 | 21.607
BS812XV | VP CABLE STRAIN RELIEF 3/4-IN NPT | 0 | 0 | 17.414 | 0
BS812XY | VP CABLE STRAIN RELIEF 1-IN NPT | 0 | 0 | 38.826 | 0
BS812YB | CABLE LABEL, AGENCY IECEx | 0 | 0 | 0.16 | 0
BS812YC | LABEL, AGENCY, CABLE IECEx | 0 | 0 | 0.178 | 0
BS813AB | PH12 TRICLAMP HOLDER (GUARDED) | 1 | 0 | 67.965 | 0 | Lab-Ovh
BS813AD | TRICLAMP GUARD HOLDER,SS,40MM | 2 | 0 | 68.876 | 387.57
444023-0006 | Sub,Body,3.35"L,Kynar Pipe,3/4",SCH 80,Blk,A1MTK-14-01 | 35 | 0 | 4.634 | 4.634
444024-0008 | Sub,Guard,6.43"L,Kynar Pipe,1/2",SCH 80,Blk,A1MTK-14-02 | 11 | 0 | 6 | 6
BS805KV | PH ELECTR ASSY | 0 | 0 | 6.298 | 0
BS805MW | LABEL,CAUTION (MAKE IN HOUSE) | 0 | 0 | 0 | 0
BS805RN | SEAL CABLE | 5490 | 0 | 0.147 | 0.1
BS805RR | ELECTRODE,RUGGEDIZED PH | 0 | 0 | 19.306 | 0
BS805RT | ORP ASSY,GOLD | 0 | 0 | 15.592 | 0
BS805SL | ELECTROLYTE W/GLYCOL,REF ELECT | 0 | 0 | 0 | 0
BS805TL | ELECTRODE SEAL | 8350 | 0 | 0.147 | 0.1
BS805YR | Solu,Kit,Cavity Fill | 0 | 13.01 | 7.368 | 3.702 | Lab-Ovh
S-F002-01 | Sub,F002G Outer body,DWG:F002G-01-01 | 0 | 0 | 0 | 0
S-F011-01 | Sub,F011G,DJ w/annular ceramic,for F011-NA01,DWG:F011G-01-01 | 0 | 0 | 0 | 0
S-FR12-01 | Sub,FG12G,Outer body,for PH1200AB | 0 | 0 | 0 | 0
S-F012-01 | Sub,F012G,Outer body,DWG:F012G-01-01 | 0 | 0 | 0 | 0
S-F012-02 | Sub,F012G,Outer body,refilled | 0 | 0 | 0 | 0
S-FJ12-01 | Sub,FJ12G,Outer body,refilled | 0 | 0 | 0 | 0
S-F023-01 | Sub,F023G,Outer body,w/gound joint,F023G-01-01 | 0 | 0 | 0 | 0
S-F023-02 | Sub,F023G,sub assy,F023G-06-02 | 0 | 0 | 0 | 0
F0DR-PI02-AG | Elec,Ref,Teflon Cap Body,Fastfill Cap,Ag wire,3.92"L,Gold Pi | 0 | 75.67 | 18.164 | 16.852 | PROX Lab
449008-0009 | Sub,FL Internal cap,0.285"OD x1.43"L,ABS Rod3/8"FW25J-04-02 | 0 | 0 | 0.092 | 0
449006-0035 | Sub,Valve Body, ABS Rod, 1/2"X1.75"L, Blk,FW25J-04-03 | 0 | 0 | 0.135 | 0.135
BS805TS | SEAL GUIDE 714 | 45 | 0 | 20.8 | 20.8
BS805TR | SEAL INSERTION TOOL 173 | 6 | 0 | 11.5 | 11.5
S-F0DR-03 | Sub,F0DR-0002 Outer body,120mm,F2DRG-01-01 | 0 | 0 | 0 | 0
S-F0DR-04 | Sub,F0DRG REF tube,110mm,F2DRG-21-02,for F0DR-0022/0025 | 0 | 0 | 0 | 0
S-F0DR-05 | Sub,F0DR-0026 Outer body,120mm,F0DRG-61-01 | 0 | 0 | 0 | 0
S-F0DR-06 | Sub,F2DRG,Outer body,for RREF0221/224,F2DRG-31-01 | 0 | 0 | 0 | 0
S-F0DR-07 | Sub,F2DRG,REF tube,for RREF0224,F2DRG-31-02 | 0 | 0 | 0 | 0
S-F0DR-08 | Sub,RRPG293,glass body | 0 | 0 | 0 | 0
BS813VS | PEEK TUBE 12mm ETCHED | 0 | 0 | 81.394 | 0
BS813VT | PEEK TUBE 12mm ETCHED | 0 | 0 | 81.394 | 0
BS813VU | PEEK TUBE 12mm ETCHED | 0 | 0 | 81.394 | 0
BS813VV | PEEK TUBE 12mm ETCHED | 0 | 0 | 81.394 | 0
BS813VX | PEEK TUBE 12MM ETCHED | 0 | 0 | 161.584 | 0
BS813WD | PEEK TUBE 12MM ETCHED | 0 | 0 | 214.991 | 0
BS813WH | PEEK TUBE 12MM ETCHED | 0 | 0 | 243.86 | 0
BS813XP | PH12 KYNAR LABEL | 0 | 0 | 0 | 0
BS813XR | PH12 KYNAR LABEL | 0 | 0 | 0 | 0
BS813XS | PH12 KYNAR LABEL | 0 | 0 | 0 | 0
BS813XT | PH12 KYNAR LABEL | 0 | 0 | 0 | 0
BS813XU | PH12 KYNAR LABEL | 0 | 0 | 91.742 | 0
BS813XV | PH12 KYNAR LABEL | 0 | 0 | 91.742 | 0
BS813XW | FERRULE,SPLIT,316L, PH12 | 2 | 0 | 25.465 | 126.37 | Lab-Ovh
BS813XX | FERRULE, SPLIT | 0 | 0 | 288 | 0
BS813XY | FERRULE, SPLIT | 11 | 0 | 23.757 | 0 | Lab-Ovh
BS813XZ | FERRULE,SPLIT,KYNAR, PH12 | 11 | 0 | 41.27 | 0 | Lab-Ovh
BS813YA | INS SHAFT HOLDER, 316L, PH12 | 4 | 0 | 107.077 | 61.649 | Lab-Ovh
BS813YB | INS SHAFT HOLDR,316L,PH12,225M | 2 | 0 | 35.587 | 287.5
BS813YC | INS SHAFT,316L,PH12,360MM | 0 | 0 | 35.587 | 0
BS813YD | INS SHAFT HLDR,316L,PH12,425MM | 0 | 0 | 35.587 | 0
BS813YE | PH12 TI INS/SHAFT HOLDER | 0 | 0 | 1120 | 0
BS813YK | PH12 CPVC, INS./SHAFT HOLDER | 3 | 0 | 129.165 | 47.344 | Lab-Ovh
BS813YL | PH12 CPVC, INS./SHAFT HOLDER | 0 | 0 | 131.727 | 0 | Lab-Ovh
BS813YN | PH12 KYNAR INS SHAFT HOLDER | 1 | 0 | 0 | 0
BS813YQ | PH12 KYNAR INS/SHAFT HOLDER | 2 | 0 | 239.802 | 0 | Lab-Ovh
BS813YS | SHAFT ADAPTER, 316L, PH12 | 0 | 0 | 34.717 | 0 | Lab-Ovh
BS813YU | PH12 SHAFT ADAPTER | 6 | 0 | 88.398 | 133.88 | Lab-Ovh
BS813YV | NUT, SHAFT, 316L, PH12 | 6 | 0 | 12.395 | 52.18 | Lab-Ovh
BS813YW | PH12 SHAFT NUT | 0 | 0 | 7.073 | 0 | Lab-Ovh
BS813YX | PH12 SHAFT NUT | 8 | 0 | 7.819 | 0 | Lab-Ovh
BS813YY | NUT, SHAFT, KYNAR, PH12 | 19 | 0 | 8.329 | 0 | Lab-Ovh
BS813ZA | INS SHAFT,316L,PH12,120MM | 1 | 0 | 25.579 | 0 | Lab-Ovh
BS813ZN | NPT FERRULE SEAT, 316L, PH12 | 0 | 0 | 40.722 | 119.05 | Lab-Ovh
BS813ZQ | NPT FERRULE SEAT | 3 | 0 | 45.288 | 220.4
BS813ZR | NPT FERRULE SEAT | 0 | 0 | 468 | 0
BS813ZU | NPT FERRULE SEAT | 3 | 0 | 30.489 | 0 | Lab-Ovh
BS813ZW | NPT FERRULE SEAT | 16 | 0 | 30.489 | 29.795 | Lab-Ovh
BS813ZX | NPT FERRULE SEAT,KYNAR, PH12 | 13 | 0 | 57.949 | 0 | Lab-Ovh
BS814AF | GEL, INTERNAL FILL & REFERENCE CAVITY | 0 | 0 | 0 | 0
BS814AQ | ELECTROLYTE, PH | 0 | 0 | 3.73 | 0
BS814AU | PH12 INSERT HANDLE LABEL | 80 | 0 | 14.73 | 14.73
BS814AV | Analog PH12 Strain Relief | 0 | 0 | 45.436 | 45.068 | Lab-Ovh
BS814AW | SEAL,VITON,3A,V1069 | 5 | 0 | 12.36 | 12.36
BS814BB | WIRE, SILVER, A2CL COATED | 0 | 0 | 0.999 | 0
BS814BC | KYNAR TUBE NUT | 30 | 0 | 37.726 | 0 | Lab-Ovh
BS814BG | DOLPHIN INSERTION SHAFT 35.52" | 15 | 0 | 232.981 | 198.318 | Lab-Ovh
BS814BH | DOLPHIN INSERTION SHAFT 43.52" | 0 | 0 | 260.096 | 196.1
BS814BK | SHAFT,INSERT,ASSY | 2 | 0 | 90.969 | 317.16
BS814BN | SHAFT,INSERT,ASSY BV ET | 1 | 0 | 401.985 | 401.524 | Lab-Ovh
BS814BP | SHAFT,INSERT,ASSY BVA ET | 1 | 0 | 422.109 | 360.316
BS814BR | SHAFT ADAPTER,PH12,316SS | 14 | 124.97 | 34.638 | 258.8 | Lab-Ovh
BS814BS | PH12 BVI ADAPT BVA ET | 8 | 0 | 67.006 | 164.9 | Lab-Ovh
BS814BT | BVI ADAPTER,UNGUARD,316SS,PH12 | 3 | 0 | 7.04 | 250
BS814BV | SHAFT ADAPTER, PH12, 316SS | 7 | 0 | 39.377 | 40.056 | Lab-Ovh
BS814BW | SHAFT ADAPTER, TI, PH12 | 7 | 0 | 46.594 | 46.935 | Lab-Ovh
BS814BX | NIPPLE BVA ET | 0 | 0 | 3 | 3
BS814BZ | BVA INSTRUCTION PLATE | 22 | 0 | 4.25 | 4.25
BS814CQ | Cert, Biocompatibility Certificate Document | 0 | 75 | 0 | 0
BS814CR | PH12 3-A KYNAR LABEL | 0 | 0 | 91.742 | 0
BS814CS | PH12 3-A KYNAR LABEL | 0 | 0 | 91.742 | 0
BS814CT | PH12 3-A KYNAR LABEL | 0 | 0 | 91.742 | 0
BS814CU | PH12 3-A KYNAR LABEL | 0 | 0 | 91.742 | 0
BS814CV | PH12 3-A KYNAR LABEL | 0 | 0 | 91.742 | 0
BS814CW | PH12 3-A KYNAR LABEL | 0 | 0 | 91.742 | 0
BS814CX | PH12 3-A KYNAR LABEL | 0 | 0 | 91.742 | 0
BS814DC | PEEK TUBE 12MM ETCH | 0 | 0 | 81.394 | 0
BS814DG | PEEK BODY ASSY,120MM,FLAT,3-A | 0 | 0 | 81.394 | 0
BS813TA | PH12 FLANGE /HOLDERS | 0 | 0 | 302.065 | 0 | Lab-Ovh
BS815CG | 871EC-SP INSERTION SHAFT | 3 | 0 | 0 | 0
BS815CT | EC-SP SFT ASSY BVA ET | 2 | 0 | 1196.65 | 1196.65
BS815CX | EC-SP SFT ASSY BVA ET | 1 | 0 | 0 | 0
BS815DC | 871EC-LB SHAFT ADAPTER | 0 | 0 | 35.86 | 0
BS815DE | 871EC-LB INSERTION SHAFT | 0 | 0 | 66.113 | 0
BS815DQ | EC-LB SFT ASSY BVA ET | 2 | 0 | 113.19 | 723.88
BS815EP | 871PH SHAFT ADAPTER TITANIUM CP 2 | 1 | 0 | 0 | 0
BS815EQ | 871PH INSERTION SHAFT | 0 | 0 | 71.365 | 0 | Lab-Ovh
BS815ER | 871PH INSERTION SHAFT | 0 | 0 | 88.828 | 0
BS815ES | 871PH INSERTION SHAFT | 0 | 0 | 126.31 | 0 | Lab-Ovh
BS815FC | 871PH INS SHAFT BVA ET | 0 | 0 | 225.742 | 0 | Lab-Ovh
BS815FG | 871PH INS SHAFT BVA ET | 0 | 0 | 0 | 0
BS815FL | 871A Shaft Adapter 316SS | 0 | 0 | 47.857 | 0 | Lab-Ovh
BS815FN | 871A INS SHAFT BVA ET | 0 | 0 | 205.133 | 543.6 | Lab-Ovh
X0201BG | Raw,O-Ring,PARKER # 2-015-E692-75 | 805 | 0 | 0.85 | 0.85
X0201JB | Raw,O-Ring,CHEMRAZ 9-118 | 11 | 35.85 | 42.68 | 47.8
X0201KH | Raw,O-Ring,CHEMRAZ | 8 | 0 | 98.5145 | 98.5145
X0201MC | Raw,O-Ring,VITON,75A, FDA-Compliant,Black | 419 | 0 | 0.86 | 0.86
X0201ME | Raw,O-Ring,EPDM BVA ET E0740-25 2-111 | 21 | 0 | 1.15 | 1.15
X0201MN | Raw,O-Ring,CHEMRAZ FDA COMPLIANT 9111-605 | 0 | 0 | 18.95 | 18.95
X0201MP | Raw,O-Ring,KALREZ FDA COMPLIANT | 6 | 0 | 43.1483 | 43.1483
X0201MU | Raw,O-Ring,APPLE R00433-025-70SLR | 182 | 0 | 0.4 | 0.4
X0201NH | Raw,O-Ring,Viton V1006,60A, FDA-Compliany,Black | 1497 | 0 | 1.191 | 1.191
X0201NL | Raw,O-Ring,EPDM E1090-111 WHT | 59 | 0 | 1.88 | 1.88
X0201NM | Raw,O-Ring,EPDM E1090-116 WHT 70D | 0 | 0 | 1.9 | 1.9
X0201NP | Raw,O-Ring,FFKM,Z1028-111,75D,BLK | 11 | 0 | 13.3529 | 13.3529
X0201PE | Raw,O-Ring,MARKEZ -021 Z1028 75 Durometer Black FFKM | 14 | 0 | 17.9052 | 17.9052
X0201PL | Raw,O-Ring,MARKEZ -119 Z1028 75 DUROMETER BLACK FFKM | 8 | 0 | 23.951 | 23.951
X0201PM | Raw,O-Ring,EPDM,75A,29.87mmx33.43mm,Black | 0 | 0 | 10.2 | 10.2
X0201PZ | Raw,O-Ring,Blue Fluorosilicone SIZE = -011 | 432 | 0 | 1.24 | 1.24
X0201QA | Raw,O-Ring,Fluorosilicone F1003-014 | 70 | 0 | 1.4625 | 1.4625
XP002JG | Raw,Wire,Teflon,26AWG,FE RD TYPE E-26(6000581) RoHS | 383.495 | 0 | 0.21 | 0.21
XS004DP | CONN, Tajimi Connector 1108 12A10 7M 6.3 | 70 | 0 | 13.01 | 13.01
XS004FE | BOTTLE,50 ML - 2oz HD Oval Bottle | 1241 | 0.26 | 0.5 | 0.5
XS005LE | MRO,RIBBON, TRANSFER DOC REQUIRED | 13 | 0 | 25.59 | 25.59
BS810KF | SHAFT,INSERT,ASSY | 7 | 0 | 188.325 | 187.66 | Lab-Ovh
BS810LU | RETRACTION CHAMBER | 42 | 184.42 | 371.42 | 371.42
BS810MC | REFERENCE WIRE DOLPHIN | 0 | 0 | 1.251 | 0
BS810MH | SHAFT ADAPTER | 26 | 0 | 45.174 | 45.995 | Lab-Ovh
BS810MK | $ RETRAC CHAMBER, TI WELD | 15 | 0 | 361.42 | 361.42
BS810MN | FERRULE SEAT, TI | 42 | 0 | 220.34 | 220.34 | Lab-Ovh
BS813BM | ADAPTER VARIOPIN GFPEEK | 53 | 0 | 3.69 | 3.69
BS815GL | FERRULE SEAT | 0 | 0 | 28.157 | 0 | Lab-Ovh
BS815GM | FERRULE SEAT | 0 | 0 | 74.78 | 0
BS815GQ | FERRULE SEAT | 0 | 0 | 96.06 | 0
BS815GS | RETRACTION CHAMBER | 3 | 0 | 375.5 | 855.15
BS815GU | RETRACTION CHAMBER | 3 | 0 | 391.45 | 895.14
BS815GW | RETRACTION CHAMBER | 3 | 0 | 895.14 | 895.14
BS815GY | RETRACTION CHAM BVA ET | 0 | 0 | 626.358 | 0 | Lab-Ovh
BS815GZ | RETRACTION CHAM BVA ET | 2 | 0 | 2255.53 | 2255.53
BS815HM | REFERENCE WIRE DOLPHIN | 0 | 0 | 2.62 | 0
BS815HN | REFERENCE WIRE DOLPHIN | 106 | 0 | 4.085 | 0
BS815HP | REFERENCE WIRE DOLPHIN | 106 | 0 | 3.952 | 0
BS815HR | REFERENCE ASSEMBLY 360 mm | 0 | 0 | 15.39 | 0
BS815HS | REFERENCE ASSEMBLY | 0 | 0 | 15.257 | 0
BS815JA | SOLUTION GROUND ASSY | 0 | 0 | 235.271 | 0
BS815JD | SOLUTION GROUND ASSY | 0 | 0 | 194.141 | 0
BS815JJ | REFERENCE WIRE DOLPHIN | 1 | 0 | 1.873 | 46.997
BS815JL | SOLUTION GROUND ASSY | 0 | 0 | 157.323 | 0
BS815JQ | SOLUTION GROUND ASSY | 0 | 0 | 173.883 | 0
BS815JS | SOLUTION GROUND ASSY | 0 | 0 | 236.281 | 0
BS815PG | RETRACTION CHAMBER | 3 | 0 | 368.8 | 385.2
D0116KZ | PIPE PLUG | 34 | 0 | 6.501 | 6.301 | Lab-Ovh
D0116RA | Raw,O-Ring,Viton,75A,18.72mmx23.96mm,Brown | 22 | 0 | 1.34 | 1.34
D0159SH | SFC MNT TECH PWA PH10 SMART SENSOR | 11 | 0 | 38.28 | 38.28
D0159UA | 876PH-S Smart Sensor | 126 | 0 | 32.45 | 32.45
E0121EZ | Raw,Fitting 1 1/4 NPT PIPE UNION | 10 | 0 | 65.65 | 77.8714
EP057A-2 | ROD KTNAR 2.0 DIA 99 | 0 | 0 | 145 | 145
FS010AH | 1.90"x 3.187" ILS 207 1 mil clear polyester label (ILS207) | 8756.842 | 0 | 0.13028 | 0.13028
HS010AA | ROD,CPVC,1.000 DIA | 2 | 0 | 14.66 | 14.66
HS010AC | $ ROD, CPVC 2.375 DIA | 3 | 0 | 65 | 65
J-11 | Raw,Box, Corrugated Foxboro, S0101ET-9-1/2 x 7 x 4 | 1580 | 0 | 0.6 | 0.6
K0113ZP | Raw,O-Ring,VITON VW076-75, 2-016,Brown | 1922 | 0 | 1.78 | 1.78
K0117PA | PNS,Sealant, Tube,Dow 732 Multi Purpose Sealant | 1 | 7.03 | 7.3 | 7.3
MI611-215 | QUICK START MANUAL | 0 | 0 | 0 | 0.01
N0246AY | Raw,Shield,Cuffed | 1242 | 0 | 0.73 | 0.73
N1204XP | PROPYLEN GLYCOL | 0 | 0 | 0.14788 | 0.14788
P0120AW | Raw,O-Ring,PK-VW076-75-025 | 509 | 0 | 1.079 | 1.0792
P0170KX | MARKR-CABL 1,.093X.3883 | 1414 | 0 | 0.09 | 0.09
P0170KY | SLEEVE,#2 | 147 | 0 | 0.15 | 0.15
P0170KZ | SLEEVE,#3 | 497 | 0 | 0.18 | 0.18
P0170LA | SLEEVE,#4 | 627 | 0 | 0.19 | 0.19
P0170LB | SLEEVE,#5 | 1000 | 0 | 0.1 | 0.1
P0170LC | SLEEVE ,#6 | 2801 | 0 | 0.09 | 0.09
P0170LD | SLEEVE,#7 | 689 | 0 | 0.09 | 0.09
P0177FZ | CONN, (ALSO XS004DP) TC 1108-12A10-7M6.3 | 131 | 0 | 17.18 | 19.59
P0178DF | $ CABLE ADMISSION 7.6mm | 91 | 0 | 3.77 | 3.77
P0178DG | $ CLAMPING SLEEVE 7.6MM | 97 | 0 | 1.9 | 1.9
P0178DJ | CABLE ADMISSION 5.8mm | 24 | 22.51 | 6.83 | 6.83
BS810AK | $ GROUND POST 2727 | 0 | 0 | 92.95 | 92.95
BS805PT | ADAPTOR, PH PRB | 8 | 0 | 25.369 | 24.948 | Lab-Ovh
B0158LZ | Raw,Wire,Silver, Fine Rod | 1075 | 0 | 0 | 0
EP470BB | PIN DOWEL TI | 0 | 0 | 1.924 | 0 | Lab-Ovh
BS809AL | REFERENCE PLUG | 1065 | 0 | 0.1911 | 0.13
BS809BM | REFERENCE WIRE | 0 | 0 | 1.251 | 0
BS808HP | REFERENCE WIRE | 0 | 0 | 1.251 | 0
BS809KC | Raw,Vial Insert ,Tapered Bottom, FinnTip Fisher 94060520 | 603 | 0 | 0.0996 | 0.09965
450090-0001 | Sub,Valve Ext,blk ABS,5"L,1 Ceramic hole,CA12Q-04-03-R | 589 | 0 | 0.661 | 0.661 | Lab-Ovh
003005 | REF JUNCTION | 0 | 0 | 0 | 0
X0114AT | PNS,GREASE PER LB | 77 | 0 | 28.12 | 28.12
9625-10D | Elec,pH Combo,CLR PC,GX-5D,NTC-41K,DJ,Refilled,Cust cable | 0 | 37.5 | 39.71 | 31.74
500233 | ABS, SA HACH, CT CAP, 51983-00 | 119 | 0 | 0 | 0
22070715-B | Raw,Ground Joint,7/15,Barium Glass,Male Taper w/Drip Tip | 130 | 12.77 | 12.46 | 12.46
51905-03 | Acce,Cable,Coax+3 molded cable with fischer 5 pin connector | 0 | 0 | 0 | 0
6A0148 | PNS,Solder Wire, Lead Free .031"dia, Kester 24-7068-7601 | 2 | 0 | 132.25 | 132.25
22320700 | Raw,Strain Relief,Gray(CoolGrey1C) .200"+/-.002"ID for5mm | 2400 | 0.44 | 0.41 | 0.41
Y-410B-F6 | Elec,pH,X5,DJ,PT100,3/4"MPT Kynar w/Grd,SPR,(SOL-G) | 0 | 515.05 | 67.565 | 67.565 | Lab-Ovh
643013-0018 | Raw,Bushing,Foam,Black Vinyl (DK2121) 1/4"Thick,OD0 0.343" | 350 | 0 | 0.386 | 0.38
643013-0019 | Raw,Bushing,Foam,Black Vinyl (DK2121) 1/4"Thick,OD0 0.218" | 2175 | 0 | 0.356 | 0.35
643013-0020 | Raw,Bushing,Foam,Black Vinyl (DK2121) 1/4"Thick,OD0 0.625" | 200 | 0 | 0.326 | 0.32
S-368411-01 | Sub,368411 glass body | 0 | 0 | 0 | 0
450143 | Tube, Polycarbonate Blue. (H0P7T-04-01-M) | 0 | 0 | 1.48 | 1.48
S-368422-01 | Sub,368422 glass body | 0 | 0 | 0 | 0
S-368422-02 | Sub,368422 ref stem | 0 | 0 | 0 | 0
S-368444-01 | Sub,368444 glass body,w/logo | 0 | 0 | 0 | 0
S-368444-02 | Sub,368444 ref stem | 0 | 0 | 0 | 0
S-E34M001-01 | Sub,E34M001,glass bodySub,E34M001,glass body | 0 | 0 | 0 | 0
S-E34M002-01 | Sub,E34M002,glass body | 0 | 0 | 0 | 0
S-E34M004-01 | Sub,E34M004,glass body | 0 | 0 | 0 | 0
450233-0002 | Sub,Membrane Base,Solid State,Remachined (CL43A-04-01-R) Ro2 | 0 | 0 | 4.923 | 4.63 | Lab-Ovh
441130-0024 | Sub,Probe Body,0.472"ODx3.15"L,PVC Rod,#MD022-04-01 | 1773 | 0 | 7.09 | 7.09
441130-0025 | Sub,Membrane Base Sleeve,PVC Rod, 0.4"ODx0.525"L#NHGBZ-S4-02 | 0 | 0 | 0.109 | 0
414013-115 | Sub,Cut, Lead Free Glass, 4.2mm (0.165") OD X 115mm (4.5") | 0 | 0 | 0.002 | 0
449006-0036 | Sub,Module body,ABS rod,1/2"x1.3"L,Blk,FLS2Q-04-05 | 0 | 0 | 0.27 | 0
450090-0002 | Sub,Valve Extention,blk ABS,.31"ODx3.8"L,KTW2Q-04-03-R | 63 | 0 | 0.039 | 0.555
310101 | Raw,Cust, Electrode Filling Solution, DO 50mL # Hach 275912 | 95 | 0 | 0 | 0
310104 | Ammonium Sulfate Gel Crtg, pk/2 # Hach 2597102 | 0 | 0 | 0 | 0
310106 | Raw,Cust, Pot. Chloride Cartridges, pk/2 #Hach 2546902 | 0 | 0 | 0 | 0
NA-MEM | Sodium glass membrane | 0 | 0 | 0 | 0
443010-0001 | Sub,Internal Tube,4.70"L,Epoxy Grey,0.312"OD,NA35N-H4-01 | 163 | 0 | 21.078 | 3.116 | Lab-Ovh
BS810CF | NAFION TUBE ASSY | 0 | 0 | 12.556 | 0
6010176 | Raw,Tubing,3/4"LONG X 3/16"ID REV C | 200 | 0 | 1.72 | 1.72
BS806WJ | TEMP COMP ASS'Y pH-IT,TANTALUM | 0 | 0 | 48.241 | 0
BS806WE | TEMP COMP ASS'Y,pH-IT TI | 0 | 0 | 68.62 | 0
BS809MB | ELECTROLYTE WITH GLYCOL | 0 | 0 | 0 | 0
BS806VT | ELECTRODE,RUGGEDIZED pH IT | 0 | 0 | 20.316 | 0
BS807WW | ORP ASSY,PLATINUM | 0 | 0 | 18.345 | 0
BS810FH | MEASURING ELECTRODE PLATINUM | 0 | 0 | 100.222 | 0
BS806WH | TEMP COMPASSY PH-IT, MONEL 1000 ohm. | 0 | 0 | 98.18 | 0
BS810FK | MEASURING ELECTRODE ANTIMONY | 0 | 0 | 3.606 | 0
SS300AS | Sub,871PH,LH SUBASSY,RYTON,SS316 TC,PT100,VT ORING(SS300AP) | 0 | 57.73 | 105.766 | 0
441053-0003 | Sub,Support rod,0.78"L,PVC Rod,1/4",CT25I-04-03 (ZSEN044) | 150 | 0 | 2.721 | 2.585 | Lab-Ovh
03011-S | GOLD/PT ORP ELECTRODE | 0 | 0 | 92.162 | 0 | Lab-Ovh
H011-0002 | Elec,pH,Glass,ASGVIII,SJ#H011G-S00-S0X-S003BX | 0 | 0 | 9.541 | 0
D012-0001 | DO polarographic,D012D-B02-X0X-C010TX | 0 | 195.73 | 30.811 | 39.857
SI1F11C8-054 | Sub,stem,pH,ASG VIII,0.135"x2.12"L#RHHTV-02-01 | 4 | 0 | 0.017 | 0.011
SI1F11KK-054 | Sub,stem,ORP,2.5mmPt Disc,0.135"x2.12"L#RHHTV-01-01 | 0 | 0 | 2.245 | 1.853
285216287 | Elec,ISE,Epoxy BK Solid,Pb,MONO#PB01L-S00-X0X-X000ZZ | 0 | 0 | 12.965 | 0
441018-0003 | Sub,Potting Plug,0.360"ODx0.25"L,Grey PVC,3/8"OD,NH75V-04-02 | 0 | 0 | 0.009 | 0
441005-0011 | Sub,Housing,0.415"ODx1.47"L,Grey PVC1/2"OD,NH75V-04-01 | 0 | 0 | 0.119 | 0
BR-DISC | Bromide solid state | 0 | 0 | 0 | 0
BS810FJ | MEASURING ELECTRODE GOLD | 0 | 0 | 113.629 | 0
BS809AN | REFERENCE CHAMBER | 35 | 0 | 1.28 | 1.28 | Lab-Ovh
BS809BC | REFERENCE ELECTROLYTE W/ GLYCOL REF ELEC | 0 | 0 | 0 | 0
BS806WF | TEMP COMP ASS'Y pH-IT CARP 20 | 0 | 0 | 78.943 | 0
441005-0012 | Sub,Housing,0.415"ODx2.52"L,Grey PVC1/2"OD,FY75V-04-01 | 0 | 0 | 0.191 | 0
PH12-3P22S-ZZ | Elec,pH,12MM,Flat Bulb,PEEK,225MM,PT1K,S Conn,No Agency Cert | 0 | 610.74 | 606.482 | 352.998 | Lab-Ovh
RF0CR2-60 | Solu,Residual Chlorine RC67 Internal Fill Gel, 60mL | 1526.7 | 27.93 | 1.62 | 1.62 | Lab-Ovh
SS100AH | SENS ASSY 808 PFA COATED (REV. N) | 0 | 0 | 217.045 | 295.802
BS805GM | CAP,CABLE PEEK 808 | 160 | 0 | 6.572 | 6.572
BS814MR | CAP, CABLE | 11 | 0 | 54.772 | 57.079
BS805EN | EC SENSOR CAP-NORYL 808 | 0 | 0 | 17 | 17
PH10-2P2A | Elec,Dolphin,PH,DOME BULB,W/PCB,PT1000,10FT CABLE,PIN LUGS | 0 | 284.27 | 127.013 | 139.52 | Lab-Ovh
414010-099 | Sub,Cut, Lead Free Glass, 7.87mm (0.310") OD x 3.90"L | 0 | 0 | 0.006 | 0
BS807CD | INSUL 2" SAN | 8 | 0 | 195 | 195
BS805SG | $ ELECTRODE PROTECT.SLE. 99 | 28 | 0 | 51.05 | 51.05
BS807CE | INSULATOR, EXTR'D VPEEK 3" -(5 pot rm) | 0 | 0 | 3682.25 | 3682.25
1345-151 | ADAPTOR, SHAFT TF SENSOR | 2 | 0 | 152 | 152
BS813EV | HOLDER, GUARDED, 316SS | 7 | 0 | 365 | 365
BS807GZ | SLEEVE TORIOD 2"ULTEM 2260 | 8 | 0 | 310.5 | 310.5
BS809MT | Raw,Outer Electrode,Tittamimum 2.78" X 2.38" | 169 | 0 | 10.9 | 10.9
BS809ZF | UPPER HSG, TITANIUM | 65 | 0 | 131 | 119.95
BS807KF | SLEEVE, 1" , HASTELLOY | 9 | 0 | 342.95 | 342.95
BS809FK | Acce,Electrode Holder Ti, 10 cell 714 | 286 | 0 | 5.85 | 5.85
BS815HF | HEX BUSHING | 50 | 0 | 40 | 40
BS809TW | SLEEVE-INSULATOR,1/2" | 8 | 0 | 181 | 181
BS807FX | SPACER 4" 1439 | 18 | 0 | 39 | 39
BS807JV | $ 1" SLEV INSUL 316SS 2727 | 8 | 0 | 131.4 | 131.4
BS809TX | SLEEVE INSULATOR,1/2"HAST | 12 | 0 | 425 | 425
414013-117 | Sub,Cut, Lead Free Glass, 4.2mm (0.165") OD X 4.60"L | 0 | 0 | 0.002 | 0
BS814KL | Probe Top S Connector | 33 | 19.45 | 26.95 | 26.95
BS806BP | INSULATOR BODY,KEL F | 26 | 0 | 51.5 | 57.95
BS809MX | ELECTRODE,OUTER,6.0,TI | 119 | 0 | 138 | 138
BS815HE | Hex Bushing | 0 | 0 | 9.5 | 9.5
BS809WE | Raw,Cable For DISPLAY IDSS-20-D-09.00 | 789 | 14.11 | 7.32 | 7.32
2100-108 | CONNECTOR 2920NM - 1/2" LT Cord Conn (.125-.375) | 3 | 0 | 12.78 | 12.78
X0176BV | Ball Valve, 1 1/4" NPT,SS | 7 | 0 | 34.56 | 34.56
BS814MM | HAZARD LABEL ELECTROLYTE SOLUTION - LS081894 | 1926 | 0.01 | 0.1912 | 0.19
F0100LZ | SPOUT CAP | 111 | 0 | 0 | 0
F0100LX | BOTTLE 1 PINT (EA-PT28R HD) | 567 | 0 | 1.15 | 1.15
F0100LY | CAP (EA28400) | 944 | 0.24 | 0.24 | 0.24
414004-005 | Sub,Cut, Lead Free Glass, 3.40mm (0.135") OD x 0.2"L | 0 | 0 | 0.007 | 0
6000016 | Raw,Wire,NICKEL WIRE | 495.295 | 0 | 1.27 | 1.27
310282 | Raw,Chem,Lithium Sulfate Monohydrate ACS,99.0%min | 4250 | 0 | 0.194 | 0.44
XS005KY | White PP plastic 20-410 ribbed skirt lid with foam liner | 1047 | 0.01 | 0.1 | 0.1
X0117BE | PNS,Resin, Stycast, Black, 18LB CAN (1 gal.) 2850FT | 4 | 163.31 | 260.21 | 260.21
X0117BY | PNS, CATALYST #90 LB | 2 | 0 | 108.14 | 108.14
M01-001-181 | Sub,Housing Drill big for TC,1" MPT | 18 | 0 | 11.784 | 11.88
M07-010-027 | Sub,Tube,CPVC,Tube Spacer,1807800-21 | 0 | 0 | 3.069 | 2.398
443006-0005 | Sub,Body,Epoxy Tube,Blue,0.476"ODx9.60"L#HD35T-04-01 | 66 | 0 | 4.848 | 3.776
414012-243 | Sub,Cut, Lead Free Glass, 4.95mm (0.195") OD x 9.55"L | 0 | 0 | 0.002 | 0
414010-031 | Sub,Cut, Lead Free Glass, 7.87mm (0.310") OD x 1.22"L | 0 | 0 | 0.006 | 0
414013-058 | Sub,Cut, Lead Free Glass, 4.2mm (0.165") OD X 2.25"L | 0 | 0 | 0.002 | 0
446004-0005 | Sub,Housing,0.87"ODx2.76"L,Delrin Rod, 1",Blk,H069O-04-01 | 9 | 0 | 0.73 | 1.829
446004-0006 | Sub,Top Piece,0.67"ODx0.2"L,Delrin Rod, 1",Blk,H069O-04-02 | 9 | 0 | 0.063 | 0.159
0022540 | Acce,Kit,871pH,Bulb,Ryton,Viton,316L Extractor (BS805MD) | 0 | 154.75 | 37.074 | 0 | Lab-Ovh
0022721 | Acce,Kit,871pH,RF JCT,Ryton,Vinton,Monel Extractor (BS805MD) | 0 | 377.3 | 116.57 | 0 | Lab-Ovh
BS812KZ | Acce,Kit,871pH,HT pH,Ryton,Viton(10X),TI Extractor (BS805MD) | 0 | 1359.61 | 316.606 | 0 | Lab-Ovh
0022708 | Acce,Kit,871pH,RF JCT,Ryton,Viton,316L Extractor (BS805MD) | 0 | 83.77 | 31.927 | 0 | Lab-Ovh
BS812JC | Acce,Kit,871pH,RF,JCT,Ryton,EDPM,TI Extractor (BS805MD) | 0 | 100.91 | 37.27 | 24.7 | Lab-Ovh
SS300AU | 871PH,LH SUBASSY,RYTON,TANT TC,PT100,VT ORING(SS300AP) | 0 | 148.48 | 86.164 | 0
KQ0027 | Raw,molded housing, gray ABS, Aurora supply, for CT56-0002 | 0 | 0 | 0 | 0
X0173ZL | Raw,Washer,#8 Flat | 7511 | 0 | 0.23 | 0.23
X0169RJ | Raw,Screw,1A Pan Head t/r/s TT Waxed | 4190 | 0 | 0.15 | 0.15
C0137FY | Raw,Screw,6-32 x 1/4 Phil Pan Head Taptite, t/r/s steel | 0 | 0 | 0.08 | 0.08
U0120BP | Raw,Washer,Nylon #6 Flat 0.281 X 0.140 X 0.020 | 5225 | 0.07 | 0.04 | 0.04
SPEN-H001 | Elec,pH cartridge,for SAFEDIP,#HSPNA-L0X-X0X-X00Y5 | 0 | 26.43 | 9.1143 | 9.1105
DOL2-0003 | Elec,ODO,Gen2,4-20mA output,2M,T | 0 | 400.61 | 99.195 | 0
411014-013 | Sub,Cut,Lead Glass,3mm (0.115")OD,0.71mm(0.028")wallx0.50"L | 0 | 0 | 0 | 0
443006-0006 | Sub,Body,Epoxy Tube,Blue,0.472"ODx0.4"IDx4.9"L,F0LZT-04-01 | 160 | 0 | 3.395 | 1.612 | Lab-Ovh
44240808 | PNS,Box,Corregated ,24" x 8" x 8" for Sonde Electrode | 0 | 1.73 | 1.73 | 0
X0172UD | PNS - $#QP-100M,RESIN,GELL 1403 | 0 | 0 | 11.56 | 0
414014-084 | Sub,Cut, Lead Free Glass, 5.97mm (0.235") OD x 3.3"L | 0 | 0 | 0 | 0
HR61-PC24 | Elec,pH,Ryton,ASGVII,DJ#HR61Z-D01/04-B0X-C020TX | 0 | 117.91 | 38.208 | 36.814
V-1000-4B-65 | Elec,pH,DJ,XVD,65mm stick-out,T/L | 2 | 351.7 | 24.277 | 26.472 | Lab-Ovh
441119-0001 | Sub,Body,PVC Pipe,2.1"ODx3"L,SCH 80,Gray.ROHS2,CT55V-04-02 | 11 | 0 | 4.494 | 4.324 | Lab-Ovh
441036-0001 | Sub,Base,PVC Rod,2.2"ODx0.6"L,Grey,RoHS3,CT55V-04-03 | 2 | 0 | 5.195 | 0.334 | Lab-Ovh
441043-0003 | Sub,Pedestal,PVC Rod,2"ODx2.4"L,Grey,RoHS3,CT55V-04-04 | 0 | 0 | 21.686 | 2.567 | Lab-Ovh
5745100A | Raw,ISE,Floride tip,Molded Material,MONO | 520 | 0 | 19.2656 | 13.11
414015-133 | Sub,Cut, Lead Free Glass tubing, 0.375"OD x 5.22"L | 0 | 0 | 0.003 | 0
445008-0005 | Sub,Body, Teflon Rod,white,0.63"ODx1.76"L,RoHS3,F0DRG-14-01 | 0 | 0 | 2.775 | 0.297
1807800-3.25 | Sub,Tube,CPVC,Tube Spacer,3.25"L#M07-010-003 | 0 | 20 | 4.896 | 4.896
BS805RA-7M | CABLE ASSY, 7M | 0 | 0 | 12.915 | 0
443038-0005 | Sub,Body,Epoxy Blk,.580"ODx.49"IDx4.30"L,H027L-14-01 | 2 | 0 | 1.586 | 1.586
414010-112 | Sub,Cut, Lead Free Glass, 7.87mm (0.310") OD x 4.4"L | 0 | 0 | 0.006 | 0
445021-0001 | Sub,Teflon Junction,0.49"ODx0.31"IDx0.25"L,H027L-14-02 | 11 | 0 | 0.044 | 0.044
444039-0004 | Sub,Cap,Kynar Rod,0.75"ODx1.38"L,Natural,H027L-14-03 | 1 | 0 | 2.037 | 2.037
BS810CT | PROBE TOP | 158 | 0 | 5.438 | 15.988 | Lab-Ovh
BS814MW | Housing, Upper PH12 Smart | 70 | 0 | 16.37 | 16.37
P0178MB | ADAPTER,BLUE 53 300 085Hblau | 42 | 0 | 3.0024 | 2.16
P0178DM | Raw,Clamping Sleeve, 5.8mm | 79 | 0 | 3.7 | 3.7
H077-PC03-M10 | Elec,pH,Teflon,ASGVII,DJ#H077M-D04-D0X-CM10TX | 0 | 103.1 | 75.946 | 41.259 | PROX Lab
X0179LS | Raw,RLTCG 1/2 NPT GRAY - HEYCO CORD GRIPS | 11 | 0 | 1.08 | 1.08
BS811HD | CABLE 51 FT + 1.0 FT - 0 FT DIM "A" | 10 | 159.64 | 49.26 | 49.26
BS814MV | Adapter, Upper Housing PH12 Smart | 76 | 0 | 17.95 | 17.95
BS811HC | CABLE 41 FT + 1.0 FT - O FT DIM "A" | 24 | 131.95 | 69.46 | 69.46
BS814NH | Probe Connector | 28 | 0 | 23.87 | 23.87
X0178KZ | Raw,Fitting 1 1/4" FEMALE TUBE NUT | 11 | 35.91 | 46.33 | 46.33
PREPAY | Prepayment | 0 | 0 | 0 | 29792.5
R0105FC | BAR 316 HEX 1" | 28 | 15.7 | 15.7 | 15.7
443006-0007 | Sub,Body, Epoxy Tube, Blue, 0.476"x16.6"L#HL35T-04-01 | 0 | 0 | 8.424 | 0
414012-421 | Sub,Cut, Lead Free Glass, 4.95mm (0.195") OD x 16.55"L | 0 | 0 | 0.002 | 0
368404.00000 | Elec,pH combo,GLS,ASGVIII,#H0P2G-L00-X0X-X000NA | 14 | 20.54 | 15.218 | 9.05
HL35-ED16 | Elec,pH,Epoxy Blue,ASGVIII,SJ#HL35T-L00-S0X-SX01BX | 0 | 0 | 16.377 | 0
368414.00000 | Elec,pH combo,PC,ASGVIII,#H0P7T-L00-S0X-SM1HH1 | 0 | 125.4 | 13.246 | 0
3224 | Elec,CT,K=1.0,NTC100K,#CT14L-C11-10X-F025TX | 0 | 0 | 0 | 0
2079 | Elec,pH,3/4NPT, BLK PP,ASGVII,PT100,#HT61P-D01-D0X-C025TX | 0 | 0 | 0 | 0
B20B400 | Elec,RF,GLS,#F0R8G-X00-C0X-X000SS* | 0 | 0 | 0 | 0
E21M007 | Elec,Reference,GLS,#F0R7G-X00-C0X-X000SS | 0 | 0 | 0 | 0
E34M004 | Elec,ORP,GLS,Ag rod,#R0RGG-R00-G0X-X000SS* | 0 | 0 | 0 | 0
E51M003 | Elec,TC, GLS,NTC-10K#T0HRG-X28-X0X-SX51PY | 0 | 0 | 3.039 | 0
5198031 | Temp,TC,316SS,30K OHM,#T2HTA-S06-X0X-M003F1 | 0 | 25.37 | 7.9821 | 5.43
E31M001-S01 | Elec,ORP mono,GLS,Pt plate,R0RMG-P00-X0X-YX51BX | 0 | 0 | 0 | 0
871FT-4G3D3C-9P | ELEC,FT CT,IND-LOW,2",316SS,PEEK,ANSI150,T CABLE,CHEM | 0 | 4168.98 | 3075.304 | 3288.719 | Lab-Ovh
443007-0001 | Sub,Body,Epoxy Tube,Red,0.476"ODx5.32",RoHS3,R048R-04-01 | 0 | 0 | 2.867 | 0
95550901 | Raw,O-Ring,Kalrez 2-014,Comp 6375 | 4 | 21.82 | 20.39 | 20.39
414015-131 | Sub,Cut, Lead Free Glass tubing, 0.375"OD x 5.15"L | 0 | 0 | 0 | 0
650068 | Raw,Grommet,GRY,SILICONE,Shore 50A,for storage bottle.w/10mD | 0 | 0 | 0.25725 | 0.14
449006-0037 | Sub,JB assy,Blk ABS,.47"ODx.6"L w/PorousT,Fiber,3883A.-06-01 | 76 | 0 | 4.114 | 0.099 | Lab-Ovh
441073 | Raw,PVC Rod, 1-1/2" OD, Gray RoHS2 | 0 | 0 | 2.5 | 2.5
22072013 | Raw,O-Ring,EPDM 2-013, 70 Duro | 3 | 0 | 1.3 | 1.3
414013-028 | Sub,Cut, Lead Free Glass, 4.2mm (0.165") OD X 1.13"L | 0 | 0 | 0.002 | 0
414014-012 | Sub,Cut, Lead Free Glass, 5.97mm (0.235") OD x 0.48"L | 0 | 0 | 0 | 0
449006-0038 | Sub,Base,ABS Rod,1/2",0.4"L,1 hole,0.135"ID,Blk,R0EKA-04-02 | 0 | 0 | 0.061 | 0
414004-045 | Sub,Cut, Lead Free Glass, 3.40mm (0.135") OD x 1.77"L | 0 | 0 | 0.007 | 0
414004-038 | Sub,Cut, Lead Free Glass, 3.40mm (0.135") OD x 1.50"L | 0 | 0 | 0.007 | 0
445003-0008 | Sub,Base,Teflon Rod,white,.310"ODx.025"IDx.170"L,DGMCV-04-02 | 69 | 0 | 0.038 | 0.046
144005-0001 | Sub,Silicone Tubing,0.012"IDx0.025"ODx50"L,DGMCV-09-01 | 0 | 0 | 7.179 | 0
471033-0001 | Sub,SS Tubing,316,Hypodermic,0.025"ODx0.45"L,DGMC-09-01 | 472 | 0 | 2.12 | 2.12
441053-0004 | Sub,Junction Base,0.23"ODx0.45"L,PVC Rod,Blk,RF00P-04-01 | 111 | 0 | 0.038 | 0.038
443061-0001 | Sub,Epoxy Tube,Black,0.27"ODx0.201"IDx5.90"L,F0PRL-S4-01 | 1 | 0 | 1.702 | 1.533
445005-0007 | Sub,Plug Sleeve,Teflon Rod,white,0.23"ODx0.5"L,F0PRL-S4-02 | 0 | 0 | 0.108 | 0.025
450090-0003 | Sub,Valve Extention,blk,ABS,0.31"ODx3.45"L,NH12Q-P4-03-R | 99 | 0 | 0.039 | 0.024
392V703S-KM | Sub,ORP,Pt Disc 0.20",0.470"ODx1.400"L,0.325"/0.235"Internal | 0 | 0 | 9.228 | 0 | Lab-Ovh
392V703S-5F | Sub,pH,5F,0.470"ODx1.400"L,0.325"/0.235"Internal glass | 6 | 0 | 6.863 | 0 | Lab-Ovh
WQ300-FL | Elec,ISE,Fluoride,Blk PC,DJ,DualPhoneJack,Cust Supply | 8 | 100.65 | 69.827 | 50.457 | PROX Lab
BS812BZ | Acce,Kit,871pH,FT-Bulb,PTFE,Viton,TI Extractor (BS805MD) | 0 | 172.65 | 43.219 | 41.575 | Lab-Ovh
0022520 | Acce,Kit,871pH,Antimony,Ryton,Viton,Monel Extractor (BS805MD | 0 | 384.36 | 116.987 | 115.656 | Lab-Ovh
449004-0022 | Sub,Body Extension,Blk ABS Rod,0.745"ODx1.64"L,slot,CTB1A-02 | 0 | 0 | 0.505 | 0
449007-0032 | Sub,Base,ABS Rod,Blk,.62"ODx0.30"L,CTB1A-04-04 | 0 | 0 | 0.053 | 0
AM-ODO2HT-015 | Elec,ODO,Ryton,Gen2,0-50ppm,TEMP,4-20mA,15FT,Fw V9.09.22 | 0 | 0 | 113.121 | 0
P0178DN | ADAPTER | 202 | 0 | 7.9925 | 5.75
M26-017-011 | Sub,Junction,Porous Teflon,OD .680"x.400"Length. | 22 | 0 | 1.623 | 0
M09-002-063 | Sub,Insert,Ryton,W/Teflon Junt.TuffTip,.325" Gls,0.9"insert | 6 | 0 | 11.265 | 11.034 | Lab-Ovh
M09-002-064 | Sub,Insert,Ryton,W/TeflonJunt.TuffTip,.28&.165Gls,2.3"insert | 2 | 0 | 12.011 | 0 | Lab-Ovh
M09-002-065 | Sub,Insert,Ryton,W/Teflon Junt.TuffTip,.325" Gls,2.3"insert | 3 | 0 | 11.265 | 11.034 | Lab-Ovh
C2-070-UF | Sub,Cable,UF,C2,70Ft,Strip&Tin,BNC:77020104,Cable:99030517 | 0 | 0 | 44.087 | 0
110752 | Raw,Tubing,Kynar Black color 3/4"pipe sch 80, 1.05"ODx .720" | 0 | 0 | 0 | 0
5532 | Temp,TC,SS,4x118mm,PT1K,Red Cap,5C,1M,Phone Plug | 0 | 17.4 | 13.6799 | 10.238
414014-125 | Sub,Cut, Lead Free Glass, 5.97mm(0.235")ODx4.92"L | 0 | 0 | 0 | 0
444032-0004 | Sub,Housing,1.31"ODx5.25"L,1"NPT,Kynar,Natural,A0MTK-04-01 | 46 | 0 | 46.46 | 53.887 | Lab-Ovh
330002 | Pellets, Copper w/wire & housing | 40 | 0 | 29 | 29
443036-0006 | Sub,Body,Epoxy Tube,Gray,0.475"ODx5.12"L,w/Holes#NAY4J-04-01 | 25 | 0 | 2.587 | 1.82
C3-050-TC | Sub,Cable,TC,C3,50 Feet,Cable:99013315 | 0 | 0 | 29.734 | 0
PAPN-30-6 | Acce,Patch,AP1400,6mmODx0.76mmT,PMMA disk,AP only | 0 | 66.95 | 6.043 | 0.002
C32-020-BF | Sub,Cable,BF,C32,20 Feet,Male BNC,COAX,BLK boot 44340016 | 3 | 0 | 7.061 | 7.061 | Lab-Ovh
414012-166 | Sub,Cut, Lead Free Glass, 4.95mm (0.195") OD x 6.52"L | 0 | 0 | 0.002 | 0
HR61-PC16-20M | Elec,pH,Ryton,ASGVII,DJ#HR61Z-D01-B0X-CM20TX | 2 | 136.1 | 88.292 | 76.29 | Lab-Ovh
PH10-1N1A | Elec,Dolphin,PH,DOME BULB,W/GUARD,PT100,10FT CABLE,PIN LUGS | 0 | 255.07 | 126.994 | 115.109 | Lab-Ovh
444023-0007 | Sub,Body,5"L,Blk Kynar Pipe,3/4",SCH80,H077K-04-02 | 65 | 0 | 6.951 | 5.796
444025-0003 | Sub,Body, 5.25"L,Kynar Rod,1 1/8",Blk,A1MTK-04-01 | 61 | 0 | 31.705 | 31.705 | Lab-Ovh
443003-0003 | Sub,Internal Tube, Epoxy,Blk,0.2"ODx0.14"IDx5.19"L,HA28L-041 | 19 | 0 | 2.657 | 2.657 | Lab-Ovh
550001-0002 | Sub,Antimony, Antimony slug, 0.170"ODx0.45"L HA28L-04-03 | 34 | 0 | 27.195 | 27.195 | Lab-Ovh
442029-0003 | Sub,Housing,1.31"ODx5.25"L,1"NPT,CPVC,A0MTC-04-01 | 11 | 0 | 18.354 | 19.382 | Lab-Ovh
BS810CS | CABLE SEAL, SILASTIC | 4527 | 0.37 | 0.15435 | 0.105
S0112QT | Raw,Box, Foxboro 13-1/2"x 13-1/2" x 4-3/8" Single Wall | 584 | 0 | 1.47 | 1.47
S0112SZ | LABEL, CE (EC96) FROM B4016PB | 3851 | 0 | 1.8 | 1.8
442010-0007 | Sub,Body,6"L,CPVC Pipe,3/4",Sch 80,R076C-P4-01 | 2 | 0 | 1.182 | 0.657
449006-0040 | Sub,Internal Housing, 1/2" ABS Rod, Blk,DOGBP-04-06 | 111 | 0 | 3.1892 | 2.68
441125-0002 | Sub,Membrane Cap Adapter, 7/8" PVC ROD, Blk,DOGBP-04-03 | 63 | 0 | 4.497 | 4.331 | Lab-Ovh
441054-0002 | Sub,Pressure Sensor Base, PVC ROD, 1",Blk DOGBP-04-04 | 197 | 0 | 1.847 | 1.772 | Lab-Ovh
441054-0003 | Sub,Pressure Sensor Base, PVC ROD, 1" Blk DOGBP-24-04 | 241 | 0 | 4.94 | 4.94
441125-0003 | Sub,Membrane Cap Housing, PVC, Blk DOGBP-04-02 | 0 | 0 | 1.984 | 0.633 | Lab-Ovh
X0179MA | SOAKING BOTTLE MD0071-CLFBXXX | 13 | 0 | 1.64 | 1.64
X0179MB | COMPRESSED CELLLOSE SPONGE, 0.63 SQ. MDSP-XXX | 0 | 0 | 0.05 | 0.1
X0180GU | .5" LOW STATIC POLIMIDE TAPE - S-10338 - 5413 | 414.445 | 0 | 0.6 | 0.6
442015-0001 | Sub,Sub,Body, 5.25"L,CPVC Rod,1-1/8 ",A1MTC-04-01 | 67 | 0 | 17.568 | 17.043 | Lab-Ovh
REBATE | Rebate, Bonus Credit | 0 | 0 | 0 | 0
X0179DU | SLEEVE.#2A 3/32 X 3/8 SHRINK TUBE WIRE | 1239 | 0 | 0.15 | 0.15
X0179AG | SLEEVE, #3A 3/32 X 3/8 SHRINK TUBING WIRE | 426 | 0 | 0.15 | 0.15
1056-03-22-32HT | Analyzer,RosemountnDualChannelTransmitter(56)wAlarm | 0 | 0 | 1861.23 | 1861.23
414004-051 | Sub,Cut, Lead Free Glass, 3.40mm (0.135") OD x 2"L | 0 | 0 | 0.007 | 0
414004-070 | Sub,Cut, Lead Free Glass, 3.40mm (0.135") OD x 2.70"L | 0 | 0 | 0.007 | 0
RHEKA-04-03 | Probe Base,Clear PVC | 0 | 29.43 | 27.5 | 27.5
RHEKA-04-01 | Body,Black ABS | 0 | 20.06 | 18.75 | 18.75
RHEKA-04-02 | Cap,Black ABS | 0 | 25.15 | 23.5 | 23.5
05290106 | EPK,Edgar Kaolin Plastic | 0 | 0.8 | 0.75 | 0.75
05290107 | Talc for Ceramic | 6.61 | 0.91 | 0.85 | 0.85
05290108 | Silica for Ceramic | 0.27 | 2.14 | 2 | 2
05290109 | Minspar for Ceramic | 100 | 0.8 | 0.75 | 0.75
441034-0001 | Sub,Cap,PVC Rod,Yellow,.235"ODx.4"L,EE046-04-01 | 0 | 0 | 0.105 | 0
446035-0001 | Sub,Cap,Delrin Rod,BLK,0.235"ODx0.4"L,EE040-04-02 | 37 | 0 | 0.022 | 0.022
44C016-0001 | Sub,Glassy carbon rod,0.040"x0.4"L,EE040-06-01 | 0 | 0 | 3.904 | 0
446006-0001 | Sub,Cap,Delrin Rod,White,0.235"ODx0.4"L,RE47E-04-02 | 0 | 0 | 1.048 | 0 | Lab-Ovh
CT42-0001 | Elec,CT,Epoxy BK Solid,Carbon,K=0.45#CT42L-C06-45X-CM01TX | 0 | 0 | 20.714 | 0
449008-0010 | Sub,FL Base Ext,.310"ODx1.488"L,ABS Rod, 3/8",Blk,FLY4J-04-0 | 6 | 0 | 3.252 | 0.084 | Lab-Ovh
S-CU02-01 | Sub,CU02 semi assy,DJ | 0 | 0 | 0 | 0
S-F0PI-01 | Sub,F0PIG glass body,L=2.7" | 0 | 0 | 0 | 0
S-E16M302-01 | Sub,E16M302,glass stem | 0 | 0 | 0 | 0
S-E16M303-01 | Sub,E16M303,glass stem | 0 | 0 | 0 | 0
S-E16M342-01 | Sub,E16M324,glass stem | 0 | 0 | 0 | 0
S-RRPEAGCL-01 | Sub,RRPEAGCL-110,glass body | 0 | 0 | 0 | 0
S-H001-01 | Sub,H001 glass stem,ASGVII dome | 0 | 0 | 0 | 0
S-H005-01 | Sub,H005 glass stem,ASGVII,open junction | 0 | 0 | 0 | 0
M13-003-005 | Sub,Flow Cell,316 S.S.,1"FNPT. x 1"MPT.For MK7Z | 0 | 0 | 16.845 | 0
S-H011-01 | Sub,H011G,glass stem,ASGV convex,DJ,H011-NALC | 0 | 0 | 0 | 0
S-H011-02 | Sub,H011G,glass stem,ASG VII,dome,DJ,H011-EC20 | 0 | 0 | 0 | 0
S-H011-05 | Sub,H011G,semi assy, ASGVIII,SJ | 0 | 0 | 0 | 0
S-H011-06 | Sub,H011J,glass stem,ASG II,SJ,Taper | 0 | 0 | 0 | 0
S-H011-07 | Sub,H011J,glass stem,ASG III,SJ,Taper | 0 | 0 | 0 | 0
S-H011-08 | Sub,H011J,glass stem,ASG VIII,SJ,Taper | 0 | 0 | 0 | 0
S-H011-09 | Sub,H011G,glass stem,ASG VIII,DJ,Vernier logo | 0 | 0 | 0 | 0
S-H012-01 | Sub,H012G,glass stem,ASG III,spear tip,SJ | 0 | 0 | 0 | 0
S-H012-02 | Sub,H012G,glass stem,ASG III,spear tip,DJ | 0 | 0 | 0 | 0
S-H014-01 | Sub,H014,glass stem assy,refill,ASG II,SJ | 0 | 0 | 0 | 0
S-H014-03 | Sub,H014,glass stem,refill,ASG III,SJ | 0 | 0 | 0 | 0
S-H0G3-01 | Sub,H0G3 glass body,flat bulb | 0 | 0 | 0 | 0
S-NH02-01 | Sub,NH02-NALC semi assy,DJ | 0 | 0 | 0 | 0
S-PH02-01 | Sub,PH02,glass body,ASG II | 0 | 0 | 0 | 0
S-PH02-02 | Sub,PH02,glass body,ASG III | 0 | 0 | 0 | 0
S-PH09-01 | Sub,PH09,glass body,ASG II,DJ | 0 | 0 | 0 | 0
S-PH09-02 | Sub,PH09,semi assy,ASG II,DJ,w/TC | 0 | 0 | 0 | 0
S-PH09-03 | Sub,PH09,semi assy,ASG II,DJ | 0 | 0 | 0 | 0
S-PH09-05 | Sub,PH09,glass body,ASG III,DJ,w/TC | 0 | 0 | 0 | 0
S-PH09-09 | Sub,PH09,semi assy,ASGVIII,DJ | 0 | 0 | 0 | 0
S-PH11-01 | Sub,PH11,glass body,ASG III,SJ | 0 | 0 | 0 | 0
S-PH11-02 | Sub,PH11,glass body,ASG III,DJ | 0 | 0 | 0 | 0
S-R001-01 | Sub,R001&R004 glass stem | 0 | 0 | 0 | 0
S-R011-01 | Sub,R011J glass body | 0 | 0 | 0 | 0
S-R011-02 | Sub,R011J glass body, DJ | 0 | 0 | 0 | 0
S-R011-03 | Sub,R011J semi assy,SJ | 0 | 0 | 0 | 0
S-R014-01 | Sub,R014G glass body,refill,PT band,DJ | 0 | 0 | 0 | 0
S-R014-02 | Sub,R014G-0023, semi assy,refill,Ag rod,DJ | 0 | 0 | 0 | 0
S-R014-03 | Sub,R014G glass body,refill,Pt band,SJ,w/taper | 0 | 0 | 0 | 0
S-R014-04 | Sub,R014G semi assy,refill, Pt band,SJ,w/taper | 0 | 0 | 0 | 0
S-R014-05 | Sub,R014G semi assy,refill,Pt band,SJ | 0 | 0 | 0 | 0
S-R031-01 | Sub,R031, inner semi assy,gold disc,DJ | 0 | 0 | 0 | 0
S-R031-02 | Sub,R031G,glass stem,Pt band,SJ | 0 | 0 | 0 | 0
S-R031-06 | Sub,R031,glass stem,Pt disc,DJ | 0 | 0 | 0 | 0
S-R031-07 | Sub,R031,glass ste, Pt disc0.195,DJ | 0 | 0 | 0 | 0
S-R035-01 | Sub,R035,glass stem,Pt pin | 0 | 0 | 0 | 0
S-R035-02 | Sub,R035,glass stem,Pt disc | 0 | 0 | 0 | 0
S-R035-03 | Sub,R035,glass stem,Pt dsic 0.195 | 0 | 0 | 0 | 0
S-R037-01 | Sub,R037,semi assy,DJ,Pt band | 0 | 0 | 0 | 0
443039-0002 | Sub,Body,Epoxy Tube, Amber,.475"ODx2.75"L,HPHRH-04-01 | 54 | 0 | 1.396 | 1.468
443037-0001 | Sub,Body,Epoxy Tube,Blk,0.75"ODx0.61"IDx2.9"L,HPHPH-04-03 | 152 | 0 | 2.623 | 3.833
S-R076-01 | Sub,R076-14PI,glass body,refill,SJ,Pt disc | 0 | 0 | 0 | 0
S-R077-01 | Sub,R077V-G00,glass body,DJ,Gold disc | 0 | 0 | 0 | 0
S-R077-03 | Sub,R077V-P00,glas body,SJ,Pt band | 0 | 0 | 0 | 0
S-R077-04 | Sub,R077M-F00,glass body,DJ,Pt disc | 0 | 0 | 0 | 0
S-R0A6-01 | Sub,R0A6G,glass stem,glod disc0.236,M1006-B | 0 | 0 | 0 | 0
S-R0DM-01 | Sub,R0DMG,glass stem,Pt band | 0 | 0 | 0 | 0
S-R0G1-01 | Sub,R0G1,glass stem,gold disc | 0 | 0 | 0 | 0
S-R0PU-01 | Sub,R0PUR,glass stem,Pt disc | 0 | 0 | 0 | 0
S-RE54-01 | Sub,RE54,glass stem,Pt disc | 0 | 0 | 0 | 0
S-RE54-02 | Sub,RE54,glass stem,Pt band | 0 | 0 | 0 | 0
S-RE54-03 | Sub,RE54,glass stem w/juntiom base,Pt band | 0 | 0 | 0 | 0
S-RE55-01 | Sub,RE55,glass stem,Pt disc | 0 | 0 | 0 | 0
S-RH31-01 | Sub,RH31,glass stem,Pt pin | 0 | 0 | 0 | 0
S-RL14-01 | Sub,RL14,glass body,refill,DJ,Pt band | 0 | 0 | 0 | 0
S-RL20-01 | Sub,RL20,glass body,Pt disc | 0 | 0 | 0 | 0
S-RP61-01 | Sub,RP61 TC glass tube | 0 | 0 | 0 | 0
S-RR61-01 | Sub,RR61,glass stem,Pt disc | 0 | 0 | 0 | 0
S-SS04-01 | Sub,SS04,glass body,refill,DJ | 0 | 0 | 0 | 0
K-MEM | Potassium PVC membrane | 0 | 0 | 0 | 0
414014-031 | Sub,Cut, Lead Free Glass, 5.97mm (0.235") OD x 1.2"L | 0 | 0 | 0 | 0
CT16-NQ02 | Elec,CT,ABS BK,Flat,K=0.85,10K#CT16A-C02-85X-GX04XX | 0 | 0 | 9.68 | 0
CT16-NQ01 | Elec,CT,ABS BK,Carbon,K=0.45,10K#CT16A-C02-45X-GX04XX | 0 | 0 | 7.521 | 0
449007-0033 | Sub,Body,ABS Rod,Blk,.62"ODx2.93"L,CT16A-N4-01 | 0 | 0 | 0.527 | 0
449004-0023 | Sub,Body,Blk ABS Rod,0.709"ODx2.833"L,CT16A-N4-11 | 0 | 0 | 0.902 | 0
449007-0034 | Sub,Carbon/TC Insert,ABS Rod,.63"ODx.354"L,Blk,CT16-N4-12 | 0 | 0 | 0.063 | 0
44C020-JP1345-C | Sub,Graphite Rod,.086"+/-0.002diaX0.35"L,JP1345.CT16A-N4-13 | 495 | 0 | 1.641 | 1.641 | Lab-Ovh
449004-0024 | Sub,Body,Blk ABS Rod,0.709"ODx3.74"L,CT16A-04-01 | 0 | 0 | 1.154 | 0
449007-0035 | Sub,Carbon Insert,noTC,ABS Rod,.63"ODx.354"L,Blk,CT16-04-02 | 0 | 0 | 0.063 | 0
DOL2-0004 | Elec,ODO,Gen2,0-5V output,2M,T | 0 | 285.69 | 99.195 | 149.415
BS809XK | CABLE MARKER-ELECTRONIC ARTWORK AVAILABLE FROM FOXBORO PDM . | 0 | 0 | 0.13 | 0
DO-MEM-R-50 | Acce,Kit,DO Membrane Replacement (PK/2) for ENV-50-DO | 0 | 63.86 | 32.019 | 0
441130-0020 | Sub,Sensing Body,PVC Rod,1/2"ODx3.56"L,Blk ROHS3,NOI9V-04-01 | 0 | 0 | 0.653 | 0
441130-0021 | Sub,Connector Housing,PVC Rod,1/2"ODx1.4"L,Blk,NOI9V-04-03 | 0 | 0 | 0.261 | 0
441130-0022 | Sub,Sensing Disc Base,PVC Rod,1/2"ODx1.4"L,Blk,CLI9V-04-02 | 0 | 0 | 0.261 | 0
0032050 | Elec,ISE,PVC,PVC M,Special#NOI9V-P00-WMX-X000L6 | 0 | 0 | 12.465 | 0
0032060 | Elec,ISE,PVC,PVC M,Special#NHI9V-P00-WMX-X000L6 | 0 | 0 | 15.751 | 0
0032070 | Elec,ISE,PVC,Solid State,DJ#CLI9V-S00-ZMX-X000L6 | 0 | 0 | 12.38 | 0
RREF0109 | Acce,RF glass tube,.135"ODx2.7"L,.04"Ceramic pin#F0PIG-01-01 | 24 | 0 | 0.069 | 0.037
RRPEAG3 | Elec,Ref,Teflon Cap,1x53mm Ag wire,F0PIM-X00-X0X-X000XX | 0 | 38.19 | 14.885 | 14.095 | PROX Lab
82430 | 100mm Black PET Aviator Tube with Black Cap & Seal | 6463 | 0 | 0.37 | 0.37
RREFX103 | Elec,Ref,Glass,No Sensing Mem,SJ#F0PIG-0002+82430 Bottle | 0 | 0 | 1.166 | 0 | Lab-Ovh
500223-0001 | Sub,NH32 body,for Intellical 9016810 | 200 | 0 | 0.806 | 0.806 | Lab-Ovh
200011-T | Raw,Wire,Teflon 26G,Green 7/34 WES-2607-5 RoHS3# | 19182848.993 | 0 | 0.0002 | 0.00044
PH10-1N1A-2FA | Elec,Dolphin,PH,DOME BULB,W/GUARD,PT100,20FTCABLE,PIN LUGS,F | 0 | 291.15 | 149.066 | 137.06 | Lab-Ovh
PH10-1N2A | Elec,Dolphin,PH,DOME BULB,w/GUARD,3wirePT1000,10FT CABLE,PIN | 0 | 259.64 | 128.004 | 128.004 | Lab-Ovh
PH10-1N4Q | Elec,Dolphin,PH,DOME BULB,w/GUARD,3wirePT1000,VP CONN | 0 | 343.17 | 141.838 | 209.674 | Lab-Ovh
PH10-1P2A | Elec,Dolphin,PH,DOME BULB,w/GUARD,W/PCB,3wirePT1K,10FT CABLE | 0 | 282.59 | 126.489 | 114.291 | Lab-Ovh
PH10-3P1A | Elec,Dolphin,PH,FLAT BULB,W/PCB,PT100,10FT CABLE,PIN LUGS | 0 | 280.19 | 126.061 | 126.061 | Lab-Ovh
PH10-3P1A-2 | Elec,Dolphin,PH,FLAT BULB,W/PCB,PT100,20FT CABLE,PIN LUGS | 0 | 286.54 | 136.273 | 136.273 | Lab-Ovh
871A-1F-1 | Elec,pH Probe,Flat Bulb,PT100,10ft Cable | 0 | 294.88 | 119.276 | 119.276 | Lab-Ovh
871A-1F-13 | Elec,pH Probe,Flat Bulb,PT100,Cable per s.o. | 0 | 323.43 | 93.014 | 0 | Lab-Ovh
871A-3F-13 | Elec,pH Probe,Flat Bulb,PT1k,Cable per s.o. | 0 | 242.72 | 96.136 | 0 | Lab-Ovh
871PH-1A1A | Elec,pH,Ryton,Bulb,w/PCB,PT100,TI,Ceramic jct,20ft Cable,pin | 0 | 474.58 | 246.391 | 235.596 | Lab-Ovh
871PH-1F1A | Elec,pH,Ryton,Flat Bulb,w/PCB,PT100,TI,Ceramic jct,20ft Cabl | 0 | 475.91 | 247.633 | 236.595 | Lab-Ovh
Q0104KB | Solu,Kit,pH7 Buffer | 0 | 84.7 | 26.6 | 26.6
S0112WW | CLOSURE CAP | 316 | 0 | 0.49 | 0.49
SS300AH | 871PH SHIELD ASSY | 0 | 0 | 2.473 | 0.063
BS811LY | Cable: PER S.O. + 1.0 FT - 0 FT DIM "A" | 0 | 0 | 0 | 0
S-H014-04 | Sub,H014,semi assy,refill,ASG VIII,SJ | 0 | 0 | 0 | 0
S-H014-05 | Sub,H014,glass stem assy,refill,ASG II,DJ | 0 | 0 | 0 | 0
S-H014-06 | Sub,H014,semi assy,refill,ASG II,DJ | 0 | 0 | 0 | 0
S-H014-07 | Sub,H014,glass stem,refill,ASGVIII,DJ | 0 | 0 | 0 | 0
S-H014-09 | Sub,H014,glass stem,refill,ASG II,for calomel | 0 | 0 | 0 | 0
S-H014-10 | Sub,H014,glass stem,refill,ASG VIII, for calomel | 0 | 0 | 0 | 0
S-H016-01 | Sub,H016,glass stem,refill,ASGIII,SJ | 0 | 0 | 0 | 0
S-HL14-01 | Sub,HL14,glass stem,refill,ASG VIII,DJ | 0 | 0 | 0 | 0
S-H022-01 | Sub,H022,semi assy,refill,ASG VIII,DJ | 0 | 0 | 0 | 0
S-H026-01 | Sub,H026,glass stem | 0 | 0 | 0 | 0
S-H027-01 | Sub,H027,glass stem,ASGV flat | 0 | 0 | 0 | 0
S-H027-02 | Sub,H027,body w/junction base | 0 | 0 | 0 | 0
S-H028-01 | Sub,H028,glass stem,ASGV flat,w/TC | 0 | 0 | 0 | 0
S-H028-02 | Sub,H028,semi assy,DJ,w/TC PT100 | 0 | 0 | 0 | 0
S-HA28-01 | Sub,HA28,epoxy tube w/junction base | 0 | 0 | 0 | 0
S-HV28-01 | Sub,HV28,glass stem ASG V flat,for 89231-584 | 0 | 0 | 0 | 0
S-H029-01 | Sub,H029,glass stem,ASG V flat,DJ | 0 | 0 | 0 | 0
S-H029-02 | Sub,H029,epoxy housing w/junction | 0 | 0 | 0 | 0
S-H031-03 | Sub,H031,semi assy,ASG VIII,SJ,TCPT100 | 0 | 0 | 0 | 0
S-H031-06 | Sub,H031,glass stem,ASG III | 0 | 0 | 0 | 0
44E025 | Polycarbonate Rod, 2-1/4"dia. Nat RoHS3 | 3 | 0 | 26.76 | 26.76
44E025-0001 | Sub,External Protector, PC 2-1/4"dia.#A0MHA-04-04 | 3 | 0 | 14.852 | 10.34
S-H035-03 | Sub,H035,semi assy,ASG VIII, SJ | 0 | 0 | 0 | 0
DOP1-2003 | Process ODO Probe, Gen2,4-20mA,Firmware V9.09.15 | 0 | 0 | 149.704 | 0
DOP1-2004 | Process ODO Probe, Gen2,0-5V | 0 | 0 | 149.304 | 0
DOP2-2003 | Process ODO Probe, Gen2,4-20mA,Firm V9.09.15 | 0 | 781.13 | 163.062 | 205.366
DOP2-2001 | Process ODO Probe, Gen2,RS485 | 0 | 0 | 155.768 | 0
DOP2-2004 | Process ODO Probe, Gen2,0-5V | 0 | 0 | 162.661 | 0
871A-4F | Elec,pH Probe,Flat Bulb,PT1k,w/PCB,10ft Cable | 6 | 289.56 | 110.644 | 110.644 | Lab-Ovh
450318-0001 | Sub,Top End,Gen 2 ODO Rework,Blk PVC,DOP1A-04-06R | 2 | 0 | 7.66 | 6.641 | Lab-Ovh
SD0N32-30 | Solu,Nitrate ISE Standard, 1000 ppm NO3- as N, 30mL | 0 | 0 | 0.288 | 0.288
X0179DV | SLEEVE,#8 | 968 | 0 | 0.08 | 0.08
RF0N31-30 | Solu,Nitrate ISE Reference Fill, 30mL | 0 | 0 | 0.288 | 0.288
SI1R1V2B-090-5D | Sub,Stem,pH,DJ,5D,090mm Length | 59 | 0 | 1.775 | 1.695 | Lab-Ovh
HE54-0001 | Elec,pH,ABS BK,ASGVIII,DJ#HE54A-L00-D0X-S002TX | 0 | 0 | 7.005 | 0
871A-4F-1 | Elec,pH Probe,Flat Bulb,PT1k,w/PCB,10ft Cable | 0 | 289.56 | 110.644 | 111.333 | Lab-Ovh
871A-1F | Elec,pH Probe,Flat Bulb,PT100,10ft Cable | 0 | 294.88 | 119.276 | 119.276 | Lab-Ovh
871A-4F-3 | Elec,pH Probe,Flat Bulb,PT1k,w/PCB,Cable per s.o. | 0 | 242.42 | 98.7 | 0 | Lab-Ovh
871A-2F-1 | Elec,pH Probe,Flat Bulb,PT100,w/PCB,10ft Cable | 1 | 284.95 | 109.634 | 109.634 | Lab-Ovh
871A-2F-3 | Elec,pH Probe,Flat Bulb,PT100,w/PCB,Cable per s.o. | 0 | 253.31 | 97.69 | 0 | Lab-Ovh
871A-1F-3 | Elec,pH Probe,Flat Bulb,PT100,Cable per s.o. | 0 | 323.7 | 93.014 | 45.444 | Lab-Ovh
PH10-3S2S | Elec,Dolphin,PH,FLAT BULB,W/S PCB,PT1K,S CONN | 0 | 342.18 | 188.318 | 188.318 | Lab-Ovh
PH10-3P2A-5 | Elec,Dolphin,PH,FLAT BULB,W/PCB,PT1K,50FT CABLE,PIN LUGS | 0 | 306.6 | 201.901 | 188.821 | Lab-Ovh
871A-3F | Elec,pH Probe,Flat Bulb,PT1k,10ft Cable | 1 | 299.49 | 120.286 | 120.286 | Lab-Ovh
PH10-3N1A-2 | Elec,Dolphin,PH,FLAT BULB,PT100,20FT CABLE,PIN LUGS | 0 | 270.58 | 145.391 | 145.391 | Lab-Ovh
443011-0004 | Sub,Body,Epoxy Tube,Blk,.47"/0.44"ODx.3"IDx3.28"L,XT11L-P4-1 | 6 | 0 | 2.511 | 2.113
450364-0001 | Sub,Top End,Gen2 ODO,Rework,BLK PVC (DOP2V-04-01) | 147 | 0 | 9.79 | 6.66
SD2096 | Solu,Ammonium Standard, 1 ppm NH4+ as N | 7 | 0 | 0 | 0
SD2097 | Solu,Ammonium Standard, 100 ppm NH4+ as N | 1.9 | 0 | 0 | 0
S-HD35-01 | Sub,HD35,glass stem assy,ASGVIII | 0 | 0 | 0 | 0
S-H038-01 | Sub,H038,epoxy housing w/junction base | 0 | 0 | 0 | 0
S-H050-01 | Sub,H050,glass stem,ASG VII,SJ | 0 | 0 | 0 | 0
S-H051-01 | Sub,H051,glass stem,ASG VII,SJ | 0 | 0 | 0 | 0
S-H051-02 | Sub,H051,cap | 0 | 0 | 0 | 0
S-H052-01 | Sub,H052,glass stem,ASG V convex,SJ | 0 | 0 | 0 | 0
S-H053-01 | Sub,H053,glass stem,REF tube | 0 | 0 | 0 | 0
S-H053-02 | Sub,H053,glass stem,TC tube | 0 | 0 | 0 | 0
S-H054-01 | Sub,H054,glass stem assy,ASG VIII,SJ,H054-0001 | 0 | 0 | 1.094 | 0
S-H054-02 | Sub,H054,glass stem assy,ASG V flat | 0 | 0 | 0 | 0
S-HF55-01 | Sub,HF55,glass stem,ASG V flat | 0 | 0 | 0 | 0
S-HF55-02 | Sub,HF55,ref glass stem | 0 | 0 | 0 | 0
S-H059-02 | Sub,H059,inner stem w/ceramic | 0 | 0 | 0 | 0
S-H059-01 | Sub,H059,glass body | 0 | 0 | 0 | 0
S-H068-01 | Sub,H068K,glass stem,Pt band,GND | 0 | 0 | 0 | 0
S-H069-01 | Sub,H069,glass stem,ASGVIII | 0 | 0 | 0 | 0
S-H076-01 | Sub,H076,glass stem,ASG II,SJ | 0 | 0 | 0 | 0
S-H076-02 | Sub,H076,semi assy,ASG VIII,SJ | 0 | 0 | 0 | 0
S-H082-01 | Sub,H082,glass stem ASG V flat,DJ | 0 | 0 | 0 | 0
S-H082-02 | Sub,H082,semi assy,ASG V flat,DJ,w/TC | 0 | 0 | 0 | 0
S-H0DA-01 | Sub,H0DA,glass stem assy,ASG II | 0 | 0 | 0 | 0
S-H0DA-02 | Sub,H0DA,glass stem assy,ASGVIII | 0 | 0 | 0 | 0
S-H0DA-03 | Sub,H0DA,semi assy,refill,ASGVII,SJ,w/TC | 0 | 0 | 0 | 0
S-H0DC-01 | Sub,H0DC,glass stem,ASGII,SJ | 0 | 0 | 0 | 0
S-H0DC-02 | Sub,H0DC,glass stem,ASGVII,SJ | 0 | 0 | 0 | 0
S-H0F3-01 | Sub,H0F3,glass stem assy,ASG V flat | 0 | 0 | 0 | 0
S-H0F3-02 | Sub,H0F3,glass stem,Pt pin,GND | 0 | 0 | 0 | 0
SZ1094.068 | Elec,pH,GX-2,SJ,AC,12x75mm,Epoxy,Amber,No Guard | 26 | 30.96 | 15.455 | 15.455 | Lab-Ovh
BS812KN | Acce,Kit,871pH,Ion Barrier Reference Junction(BS805MD) | 0 | 275.74 | 84.483 | 0 | Lab-Ovh
A38-91-T1-025 | Elec,pH,PC Blue,ASGVII,DJ#H035N-D04-D0X-C025TX | 2 | 72.83 | 47.42 | 28.744 | PROX Lab
S0112PJ | Raw,Bag,STATIC SHIELD BAG,12x12,open end | 1276 | 0 | 0.41 | 0.41
S0112TG | Raw,Foam,Foxboro Convoluted Anti-Static FOAM BLOCK 345 | 98 | 0 | 3.34 | 3.34
X0179CR | CAP FLEXIBLE | 1608 | 0.52 | 0.52 | 0.52
BS807XY | LABEL, 871PH(DONT REORDER) | 0 | 0 | 0.129 | 0
PS225AA | GLASS ELCTD KIT | 0 | 0 | 3.822 | 2.81
S-HS06-01 | Sub,HS06,glass body,ASG VIII,SJ | 0 | 0 | 0 | 0
S-PH06-01 | Sub,PH06,glass body,ASG II,SJ | 0 | 0 | 0 | 0
S-PH707-01 | Sub,PH707,glass body,ASGVIII | 0 | 0 | 0 | 0
S-PH09-10 | Sub,PH09,glass body,ASG III,DJ | 0 | 0 | 0 | 0
S-PH09-11 | Sub,PH09,semi assy, ASG III,DJ | 0 | 0 | 0 | 0
S-PH09-12 | Sub,PH09,semi assy, ASGVII,DJ,w/TC | 0 | 0 | 0 | 0
S-PH09-13 | Sub,PH09,glass body,ASGVII,DJ | 0 | 0 | 0 | 0
S-PH11-03 | Sub,PH11,glass body,ASG II,DJ | 0 | 0 | 0 | 0
S-PH11-05 | Sub,PH11,glass body,ASG II spear,SJ | 0 | 0 | 0 | 0
S-PH11-06 | Sub,PH11,glass body,ASGVIII,DJ | 0 | 0 | 0 | 0
S-PH128-01 | Sub,PH128,epoxy housing w/junction | 0 | 0 | 0 | 0
S-PH2E-01 | Sub,PH2E,glass stem,ASG II,SJ | 0 | 0 | 0 | 0
S-PH3D-01 | Sub,PH3D,glass stem, ASGVIII,SJ | 0 | 0 | 0 | 0
S-PH4C-01 | Sub,PH4C,glass stem,refill,ASGII,SJ | 0 | 0 | 0 | 0
S-PH4D-01 | Sub,PH4D,glass stem,refill,ASGVIII,DJ | 0 | 0 | 0 | 0
S-PH4D-02 | Sub,PH4D,glass stem,refill,ASGII,SJ | 0 | 0 | 0 | 0
S-PH5B-01 | Sub,PH5B,semi assy,refill,ASGVIII,SJ | 0 | 0 | 0 | 0
S-PH5D-01 | Sub,PH5D,glass stem,refill,ASGII,SJ | 0 | 0 | 0 | 0
S-PH5D-02 | Sub,PH5D,semi assy,refill,ASGVIII,SJ | 0 | 0 | 0 | 0
S-PH5E-01 | Sub,PH5E,glass stem,refill,ASGII,SJ | 0 | 0 | 0 | 0
S-PH60-01 | Sub,PH60,glass stem,ASG III,SJ | 0 | 0 | 0 | 0
S-PH6A-01 | Sub,PH6A,epoxy housing | 0 | 0 | 0 | 0
S-PH6B-01 | Sub,PH6B,epoxy housing | 0 | 0 | 0 | 0
S-PH6C-01 | Sub,PH6C,epoxy housing | 0 | 0 | 0 | 0
S-R028-01 | Sub,R028,housing w/junction base,for LAZAR | 0 | 0 | 0 | 0
S-R053-01 | Sub,R053K,glass stem,Pt disc | 0 | 0 | 0 | 0
S-RH35-01 | Sub,RH35,glass stem,ASG VIII | 0 | 0 | 0 | 0
M13-003-006 | Sub,Flow cell,316 S.S.1"FNPT x 1" MPT for MK7Z | 25 | 0 | 66.44 | 66.44
BS805YV | Assy-Cable Assemble, 125DEGREE-LB | 246 | 95.86 | 52.9 | 52.9
BS806BC | SENSOR HD, MACH'D 2844,2727 | 55 | 0 | 32.13 | 27
BS806BN | INSUL BODY 20% GF NORYL | 132 | 0 | 5.4502 | 4.58
FS000AS | Acce,Cable,HI TEMP PER FT | 4349 | 18.31 | 6.66 | 6.66
BF162TA | CORE, TOROID 112, 2382 | 393 | 0 | 25.7 | 25.7
SS130AP | Assy-Cable Assembly, ALKALI | 40 | 347.07 | 186.78 | 186.78
5600600 | INDUCTOR,1210TF | 0 | 0 | 3.404 | 38.19
1329 | CBL ASSY 871CC 20' 427 | 722 | 0 | 11.35 | 11.35
BS809EF | TITANIUM SLEEVE FOR 871CR-C | 40 | 0 | 51.34 | 51.34
P0170MN | CABLE PER FOOT | 414 | 4.06 | 3.13 | 3.02
BS805VU | Raw,Bushing,Hex Teflon Coated | 200 | 0 | 26.07 | 16.49
3063 | HOUSING, CBL, SANITARY 2811 | 40 | 0 | 160 | 160
BS809ES | Raw,Bushing, Virgin PVDF | 115 | 223.13 | 54.19 | 54.19
BS811XM | RTD, 1000 OHM, CLASS A - Birk next buy | 64 | 0 | 60.58 | 60.58
BS806EL | Raw, Cabe Housing 1439,Aluminum drawn tubing-ASTM B210 | 458 | 17.33 | 3.8794 | 3.26
BS809TM | BVI,CABLE SENSOR 871CR | 15 | 0 | 29.09 | 29.09
BS806HC | CABLE ASSY,LUGLESS | 71 | 89.86 | 48.81 | 48.81
BS805QY | CABLE ASSY,871CC,LUGLESS TERM | 150 | 41.61 | 11.888 | 11.888
X0174CW | Raw,Nut,PIPE THREAD SEALING 5530K45 | 14 | 386.05 | 117 | 117
BS809AY | INSULATOR, VPVDF | 979 | 0 | 22.9 | 22.9
1800126 | CORE | 80 | 0 | 33.7 | 33.7
BS814MT | Toroid Cap | 214 | 0 | 9.62 | 9.62
BS811XG | THERM,100K,W/.375" HSG Thermistor | 261 | 0 | 13.56 | 13.56
BS809EZ | LOCKING CAP, VIRGIN PVDF6010 | 46 | 224 | 54.4 | 54.4
XS004GN | 1-1.5" TOROID CORE 2382,112 | 101 | 0 | 46.02 | 46.02
BS809EQ | BUSHING, VIRGIN PEEK | 41 | 178.5 | 51 | 51
B1278AG | BAR 316L RD 1.25" DIA | 0 | 0 | 16.28 | 16.28
EP307VE | PVDF ROD,KYNAR O.D. 1.25 740 Natural | 36 | 0 | 112 | 112
BS806BJ | ELECTRODE HOLDER 10CF | 779 | 0 | 3.38 | 3.38
BS809SX | BVI,CABLE SENSOR 871CR | 25 | 0 | 45.39 | 45.39
BS809DW | BUSHING, GLS-FILLED PEEK | 45 | 0 | 63.75 | 63.75
6000063 | CABLE | 1651 | 5.74 | 1.64 | 1.64
1331 | CABLE ASSY 871C HT 21FT 427 | 37 | 134.05 | 38.3 | 38.3
XS004JG | CORE TOROID 2 MIL 2382 | 8 | 0 | 190.61 | 190.61
BS809MV | ELECTRODE,OUTER,4.0,TI | 65 | 0 | 135 | 135
BS810BK | LINER TEFLON | 16 | 0 | 16.79 | 16.79
1345043 | HSG, CBL-SAN | 85 | 0 | 135 | 135
BS808KG | CAP,CABLE,HSG,PVC 2260 | 107 | 0 | 12.75 | 12.75
BS809QP | SENSOR BODY, UNIV, STD GF PEEK | 27 | 0 | 208 | 208
P0170LF | CABLE PER FOOT | 17797 | 2.07 | 0.695 | 0.7
6010-039 | Raw,Sleeve, teflon tubing, 10cm | 600 | 0 | 7.46 | 7.46
BS809NN | REFRACTION CHAMBER | 22 | 0 | 43.2 | 43.2
1330 | CABLE ASSY, 871CC-HT 427 | 68 | 131.25 | 72.98 | 72.98
BS806BT | BUSHING,HEX,3/4NPT,2727,1439 (Teflon Coated) | 1734 | 0 | 16.83 | 16.83
BS805QZ | CABLE ASSY,871CC,LUGLESS TERM | 11 | 128.23 | 45.8 | 45.8
BS805VT | INSULATOR 1655 | 1580 | 0 | 1.31 | 1.31
BS809AX | INSULATOR, V PEEK 2260 | 130 | 0 | 44.2 | 44.2
BS809HS | INSULATOR, CPVC | 84 | 0 | 23.38 | 23.38
BS806BF | Raw,Bushing | 60 | 0 | 32.85 | 32.85
BS800BF | Raw,Terminal,Spade | 2788 | 0.43 | 0.63 | 0.63
BS809QL | SENSOR BODY | 20 | 0 | 300 | 300
BS810WX | CAP, CABLE | 105 | 0 | 17.5 | 17.5
P0170KW | Raw,Cable | 33362 | 1.57 | 0.448 | 0.448
P0170TJ | CABLE | 1002 | 6.13 | 3.63 | 3.63
BS809EJ | LOCKING CAP, GLS-FILLED P | 33 | 0 | 39.95 | 39.95
BS809HR | BUSHING, CPVC | 24 | 227.5 | 58.5 | 58.5
8000306 | 2" IPS,SCH40 316 SEAMLESS | 24 | 0 | 35 | 35
BS809QT | CAP CABLE 2260 | 38 | 0 | 32.5 | 32.5
2800116 | LIQUID TIGHT CONNECTOR T&B 5271 ; Female Hub Adapter, 3/8" | 52 | 34.2 | 26.63 | 26.63
BS809EY | LOCKING CAP, VIRGIN PEEK | 46 | 0 | 41.95 | 41.95
BS807TU | SPACER-SHIELD 2" 2260 | 9 | 0 | 71.96 | 71.96
BS809RD | CAP,MAKE TO NEW REV.260 HOLE | 81 | 0 | 55 | 55
BS807FW | SPACER 3" 1439 | 6 | 0 | 103.46 | 103.46
1700574 | PWB,1210 EVC | 72 | 0 | 24.83 | 24.83
HS000CN | MONEL 400,ROD OD .309 X 1.76" | 65 | 0 | 27.84 | 27.84
BS809HU | BUSHING, GLS-FILLED NORYL | 10 | 0 | 96 | 96
P0170RG | CBL, PER FT | 4370 | 0 | 0.81 | 0.81
HS000CR | Raw,Tubing,1.125 ODx.250W 316SS | 46 | 0 | 52.75 | 52.75
D3004EU | CONN BUSING 16 16S BLACK 97-79-513-8-ND | 423 | 0 | 0.42 | 0.42
BS809QF | LABEL, WARNING | 97 | 0 | 2.3 | 2.3
P0177GY | CONN. CIR, 4POS, Tajimi Connector 1108 23A10 4M | 245 | 0 | 7.52 | 7.67
BS809HP | LOCKING CAP, CPVC | 49 | 31.33 | 8.06 | 8.06
BS809HV | LOCKING CAP, GLS-FILLED N | 29 | 49.81 | 29.95 | 29.95
BS807JW | 1 1/2" SLE INSUL | 6 | 0 | 129.95 | 129.95
P0177HA | CAP, PROTECTIVE - Tajimi Connector 1108-10RC | 150 | 0 | 3.32 | 3.32
C0134EF | Raw,Washer, | 73 | 0 | 3.34 | 3.34
P0177GZ | CONN, CIRC Tajimi Connector 1108 12A10 4F 7 | 221 | 0 | 15.39 | 12.05
BS807KQ | SLEEVE TOROID | 19 | 0 | 86.4 | 86.4
BS809YT | CAP, POLY | 65 | 0 | 3.11 | 3.11
BS809PE | CAP, GFN-3, GRAY 2260 | 89 | 0 | 7.85 | 7.85
BS807JE | Raw,Washer,Shield, 3" 1685 | 31 | 0 | 39.95 | 39.95
BS805VC | Raw,Ring,Cell Stop 173, 2727 | 7 | 0 | 99.08 | 99.08
BS805WE | Raw,Washer, 1180, 2743 | 426 | 0 | 0.96 | 0.96
BS807BD | Acce,Cable,CALIB | 48 | 189.39 | 56.26 | 56.26
BS807TT | SHIELD SPACER 2260 | 22 | 0 | 12.75 | 12.75
X0173XX | Raw,Ring,Retaining Internal Retaining Ring | 1106 | 0 | 0.45 | 0.45
X0178CN | Raw,Fitting | 8 | 0 | 7.31 | 7.81
BS808JA | SPACER, 2" FOAM | 19 | 0 | 16.25 | 16.25
D3004ET | Raw,Bushing (same as 2800-061) | 8 | 0 | 1.07 | 1.07
BS805PC | Raw,Washer,Copper | 600.21 | 0 | 0.72 | 0.72
BS807FV | Raw,Spacer | 94 | 0 | 44 | 44
BS800AH | Raw,Sealing Gasket Ring, 1/2", SS Thermoplastic | 662 | 0 | 3.4 | 3.4
BS808HZ | SPACER,1 1/2 FOAM | 20 | 0 | 5.27 | 5.8
BS807JD | Raw,Washer,Shield, 1685 | 32 | 0 | 23.53 | 23.53
BS806EN | CBLE HOUSING 1674, 1439 | 38 | 0 | 24.95 | 24.95
BS807TV | SPACER-SHIELD 3" | 16 | 0 | 58 | 58
BS808JB | SPACER, 3" FOAM | 12 | 0 | 15.2 | 15.2
BS807XV | BLANK TAG 386 | 28 | 0 | 6.7 | 6.7
BS806EM | CABLE HOUSING 1674 | 11 | 44.63 | 12.75 | 12.75
BS808JC | SPACER, 4" FOAM | 37 | 0 | 16.35 | 16.35
BS808HK | TAB, COLLAR 386 | 237 | 0 | 0.71 | 0.71
BS805EP | CONNENDRTD 1/2NPTX.375BORE | 48 | 0 | 6.95 | 6.95
X0145PR | Raw,O-Ring,Viton 2-145 | 53 | 0 | 0.93 | 0.93
BS806XW | Raw,Washer,Shield, 2" 1685 130 | 22 | 0 | 16.6 | 16.6
P0170RB | Acce,Cable,PER FT (Note: HIGH TEMP TFE) | 1814 | 26.32 | 7.53 | 7.52
2100280 | PLUG, CAP 15X 1086 | 43 | 0 | 0.9 | 0.9
X0145PM | Raw,O-Ring,Viton VW076-75, 477 | 42 | 0 | 0.02 | 0.02
X0201FF | Raw,O-Ring,0.489 X .055 BUNA-N 70 DURO | 7 | 0 | 1.4 | 1.4
XS004JL | TAG, MANILA #11695 70 | 494 | 0 | 0.03 | 0.03
1600045 | PNS,FILLED EPOXY RESIN GALLON (LORD 6008) | 5 | 0 | 467.292 | 467.292
S-300-D-M | Sub,Membrane Cap Assy,ODO,BLK PVC for HORIBA#3200819629 | 58 | 0 | 7.301 | 7.301
PH10-1N2B | Elec,Dolphin,PH,DOME BULB,w/GUARD,3wirePT1000,10FT CABLE,VP | 0 | 300.79 | 178.95 | 167.46 | Lab-Ovh
PH10-1N2B-3 | Elec,Dolphin,PH,DOME BULB,w/GUARD,3wirePT1000,30FT CABLE,VP | 0 | 334.35 | 218.393 | 209.283 | Lab-Ovh
00070419-400 | Sub,Cut,Barium, 4.19mm (.165") x 400mm (15.748") Length | 0 | 0 | 0.032 | 0
PH10-1N1A-2 | Elec,Dolphin,PH,DOME BULB,W/GUARD,PT100,20FTCABLE,PIN LUGS | 0 | 270.58 | 144.81 | 144.81 | Lab-Ovh
PH10-1N1A-4 | Elec,Dolphin,PH,DOME BULB,W/GUARD,PT100,40FTCABLE,PIN LUGS | 0 | 302.26 | 177.832 | 165.947 | Lab-Ovh
PH10-1N1Q | Elec,Dolphin,PH,DOME BULB,W/GUARD,PT100,VP CONN | 0 | 338.6 | 140.827 | 140.827 | Lab-Ovh
PH10-3P1Q | Elec,Dolphin,PH,FLAT BULB,W/PCB,PT100,VP CONN | 0 | 372.65 | 152.025 | 131.092 | Lab-Ovh
871PH-1X1A | Elec,pH,Ryton,elec,pLug,w/PCB,PT100TI,Ceramic jct,20ft Cable | 0 | 414.65 | 216.164 | 205.319 | Lab-Ovh
871A-2F-13 | Elec,pH Probe,Flat Bulb,PT100,w/PCB,Cable per s.o. | 0 | 245.3 | 97.69 | 0 | Lab-Ovh
48130 | PNS,Silicone, Tube | 0 | 11.61 | 16.38 | 16.38
AS900AY | DATA LABEL(METAL) | 56 | 0 | 6.35 | 6.35
BS806DD | 873 BEZEL,FRONT | 50 | 0 | 0 | 0
BS806DE | BEZEL, REAR | 26 | 0 | 0 | 0
BS806DF | 873 HOUSING | 44 | 0 | 0 | 0
BS806DM | 873 BEZEL | 115 | 0 | 3.21 | 3.21
BS806DN | STORM DOOR MLDG | 155 | 0 | 3.22 | 3.22
BS806DQ | KEYPAD | 132 | 22.02 | 6.53 | 6.53
BS806DR | KEY PAD | 73 | 0 | 2.25 | 2.25
BS806DS | KEY PAD | 104 | 7.88 | 1.25 | 1.25
S-T025-0051 | Sub,Temp Sensor,1K OHM,#T025-0051,no Connector | 12 | 0 | 12.495 | 8.5
BS806DT | KEY PAD | 168 | 7.88 | 2.25 | 1.25
BS806DU | DESSIN CLAVIER 873EC | 26 | 0 | 1.25 | 1.25
BS806DW | Raw,Gasket | 265 | 0 | 0.55 | 0.55
BS806DZ | MAGNETIC STRIP | 81 | 0 | 4.48 | 4.48
S-T025-0050 | Sub,Temp Sensor,100 OHM,#T025-0050,no Connector | 24 | 0 | 25.173 | 25.173
BS806EA | Raw,Latch Plate | 213 | 0 | 1.47 | 1.47
BS806EC | Raw,Gasket,BEZEL 1/16NE050 | 131 | 2.25 | 2.25 | 2.25
BS806EV | BRACKET | 229 | 27.48 | 7.85 | 7.85
BS806EW | BRACKET, SUPPT | 41 | 7.33 | 7.33 | 7.33
BS806EX | STRAP CLAMP | 65 | 20.23 | 5.78 | 5.78
BS806EY | SPACER | 82 | 0 | 80.06 | 80.06
BS806EZ | BRACKET | 16 | 12.4 | 33.3 | 33.3 | Lab-Ovh
BS806WY | Clamp Planet Mt | 121 | 0 | 0 | 0
BS807DP | CABLE | 2336 | 3.02 | 0.552 | 0.46
BS807DS | Raw,Silicone Cord, .125"OD x .062"ID,Duro 50+/-5 | 1176 | 0 | 7.85 | 7.85
BS807PG | Raw,Gasket,BEZEL | 944 | 0 | 3.424 | 3.424
BS807UR | Raw,Gasket,EMI, Environmental | 245 | 0 | 9.55 | 9.55
BS809VA | PWA - HART COMMUNICATION 875 | 117 | 0 | 0 | 0
BS809VW | MODULE DISPLAY GRAPHIC LCD 875 | 11 | 0 | 0 | 0
411014-131 | Sub,Cut,LD GL ,3mm(0.115")OD,0.71mm(0.028")wallx5.15"L | 0 | 0 | 0 | 0
BS809VX | 875 KEYBOARD MEM | 343 | 0 | 0 | 0
BS809WB | STORM DOOR REV B WITH SHIPPING PAD | 552 | 9.45 | 5.28 | 5.28
BS809WP | LABEL 875EC, BEZEL | 33 | 0 | 3.26 | 3.26
BS809WQ | LABEL, BEZEL REV A | 847 | 1.9 | 1.25 | 1.25
BS809XC | Raw,Gasket,BEZEL | 230 | 7.11 | 2.03 | 2.03
BS810YN | Raw,Gasket FOR 875 | 462 | 16.42 | 6.89 | 6.89
BS810YQ | Raw,Gasket, Conductive for 875EC | 43 | 0 | 0 | 0
BS811AR | BACKUP PLATE | 35 | 0 | 0 | 0
BS811VQ | OVERLAY | 75 | 0 | 1.27 | 0.1
E0309SF | RES 2.00M 0. 100PPM AXIAL(RNC55H2004BS) | 163 | 0 | 0 | 0
L0123CA | Plug | 593 | 2.14 | 1.02 | 1.02
SS600GU | PWA | 34 | 0 | 0 | 0
P0161CQ | IC 70 ns, 32K x 8bit, 256 Kbi8 | 259 | 0 | 2.5338 | 2.26
X0175HX | Raw,Terminal Block, 03 pos Magnum Cover w/ clips | 148 | 0 | 1.22 | 1.22
SS600JF | Raw,Terminal Block, PWA | 69 | 0 | 0 | 0
SS600GY | 873 DISPLAY | 90 | 0 | 0 | 0
SS600JT | PWA 873 | 132 | 0 | 0 | 0
X0175CZ | Raw,Terminal Block | 515 | 26.25 | 12.3167 | 12.315
X0178BE | Raw,873 PLASTIC ENCLOSURE | 139 | 0 | 0 | 0
SS600JH | SS600JH REPAIR FACILITY UNTESTED | 111 | 0 | 0 | 0
SS600KE | 873 ELECTRODE INTERCONNECT PWA | 16 | 0 | 0 | 0
BS810YP | Raw,Gasket FOR 875 | 108 | 0 | 7.8 | 7.8
BS811TQ | 875PH 120VAC PROCESS BD | 168 | 0 | 0 | 0
BS806WW | Raw,Bracket,Mounting--- DO NOT ORDER | 176 | 0 | 0 | 33.705
BS809WF | Acce,Cable,Interconnect | 615 | 8.09 | 6.86 | 6.86
BS811EP | 875CR SENSOR PWA | 75 | 0 | 0 | 0
BS811FE | 875EC SENSOR PWA | 226 | 0 | 0 | 0
BS811TH | 875EC 120VAC VIBRATION | 24 | 0 | 0 | 0.21
BS811TU | 875PH 240VAC PROCESS BD | 7 | 0 | 0 | 0
SS130AA | LEAD ASSY | 0 | 0 | 1.35 | 1.2
SS600GX | PWA,RS PROCESSOR | 87 | 0 | 0 | 0
SS600HZ | PWA,TERMINAL BLOCK | 173 | 0 | 5.04 | 6.06
BS805QG | TERMINAL COVER | 242 | 0 | 1.39 | 1.39
BS811PZ | Raw,Spacer for Keypad "2.595" x4.590" x0.136" | 655 | 1.98 | 15 | 15
BS806FB | Molding Clamp | 49 | 0 | 3.47 | 3.47
BS809WD | LABEL PNL MT PROC I/O REV C | 803 | 0 | 0.94 | 0.94
BS812YM | PWA 876 PH PROC | 42 | 0 | 0 | 0
BS813PC | PWA, LOOP/MAU POTTED | 112 | 0 | 0 | 0
X0175HL | Raw,Terminal Block feed through (A207103S1659) | 114 | 0 | 6.0277 | 6.03
BS812ZZ | 876 EC PROC/SI BD | 3 | 0 | 0 | 0
E0309SE | Resistor 1.0 M RNC55H1004BSB14 | 3289 | 0 | 2 | 2
BS814PL | Overlay, Keypad 876 PH-S | 1146 | 0 | 0 | 0
D0184AM | SURFACE MOUNT TECHNOLOGY PWA 876 | 132 | 0 | 6.98 | 6.98
BS812ZX | 876 CR Sensor Interface BD | 1 | 0 | 0 | 0
B1278HN | WIRE (ROD)SS .0934 DIA | 0 | 0 | 1.69 | 1.69
BS805QN | .50" x .50" ILS 320 floodcoat black w/ILS 220 1am | 6826 | 0 | 0.0792 | 0.08
BS806FV | LABEL, AGENCY | 25 | 0 | 4.58 | 4.58
BS806FW | LABEL, AGENCY | 188 | 0 | 0.96 | 0.96
BS806HQ | LABEL,AGENCY | 40 | 0 | 6.12 | 6.12
BS806JM | LABEL,WARNING | 179 | 0 | 0.99 | 0.92
BS806MM | Acce,Pad,Anti-Rattle | 390 | 0 | 0.48 | 0.48
BS807UF | LABEL,STATIC | 1077 | 3.01 | 0.86 | 0.86
BS809VY | 875 HOUSING,PANEL MOUNT | 89 | 0 | 5.37 | 1.5408
BS809WC | LABEL REV B | 890 | 0 | 1.3 | 1.3
BS809WX | LABEL | 218 | 0 | 1.77 | 1.77
BS809XB | Acce,Mounting Plate | 650 | 0 | 0 | 0
BS809XD | INSULATOR,PWB .020 THK | 454 | 0 | 2.52 | 2.52
BS809XE | INSULATOR,PWB .030 THK | 293 | 0 | 3.67 | 3.67
BS811PJ | LABEL, PNL MT, CUSTOM 24VDC | 129 | 0 | 1.9 | 1.9
BS811TV | 875PH 24VDC PROCESS BD | 4 | 0 | 0 | 0
BS812ZJ | 876 KEYPAD 763 | 327 | 0 | 36.05 | 36.05
BS812ZK | Raw,Spacer,Window for 876 Keypad | 1233 | 0 | 4.05 | 4.05
BS813BH | LABEL, 876EC LOGO | 359 | 0 | 3.2 | 3.2
BS813BJ | LABEL, 876CR LOGO | 256 | 0 | 4.7 | 4.7
BS813BK | LABEL, 876PH LOGO | 113 | 0 | 2.35 | 2.35
BS813DA | SAFETY 876CR COVER 2216 | 398 | 20.48 | 8.81 | 8.81
BS813LU | SAFETY 876PH COVER 2216 | 213 | 0 | 7.18 | 7.18
BS813LV | SAFETY 876EC COVER | 355 | 0 | 6.98 | 6.98
BS813VK | Raw,Hinge,Top Plate | 483 | 0 | 0 | 0
BS814AE | 876 POTTED MAU | 33 | 0 | 0 | 0
BS814KF | Logo Label, 876PH-S | 71 | 0 | 2.98 | 2.98
BS815KB | WINDOW, EMI | 150 | 0 | 0 | 0
BS815NV | COVER,SAFETY, 876PH-S | 62 | 0 | 10.12 | 10.12
0001060 | BAR CARBON RD .625" C1213 | 6 | 0 | 6.25 | 6.25
D0159SM | SFC MNT TECH PWA 876 SS PROC ASSEMBLY | 26 | 0 | 0 | 0
E0309SC | RES 110 0. 100PPM AXIAL(RNC55H1100BSB14 ) | 342 | 0 | 2.2 | 2.2
E0309SD | RES 100K 0. 100PPM AXIAL (RNC55H1003BSB14) | 521 | 0 | 1.3 | 1.3
H0183TA | CAP 0.001uF 100V 5% RADIAL (TTI 715P10256JD3) | 140 | 0 | 1.0125 | 1.0125
R1003AN | STRIP MCMASTER #88895K62 SHEET TO STRIPS | 84 | 0 | 6.7 | 6.7
X0175HY | Raw,Terminal Block | 278 | 0 | 6.75 | 6.75
X0178LW | FITTING STRAIN RELIEF CABLE FITTING | 46 | 0 | 0 | 36.56
X0178LY | Raw,Fitting HEX PLUG | 98 | 0 | 6.67 | 6.67
FIT12-2TD040L-1 | SENSOR HOLDER PROTECTION,UNGUA,TRICLAMP,40MML,316SS,CABLE HG | 0 | 392.27 | 175.845 | 0 | Lab-Ovh
44000009 | PNS,Packing List Holder, shipping, Clear Packing Slip Envelo | 0 | 0 | 0.075 | 0.075
2700-245 | 1/4" HEX HD PLUG B16.11 316/316L | 4 | 0 | 5.14 | 5.14
BS800DW | Raw,O-Ring, 3/32 Fractional Width,Dash Number 118 Durometer | 138 | 0 | 8.54 | 8.54
2800-075 | Raw,O-Ring,EPDM,75A,18.72mmx23.96mm,Black | 893 | 0 | 1.3 | 1.3
BS800DR | Raw,O-Ring,135 EPDM 75A Black | 22 | 8.51 | 2.79 | 2.43
BS800DN | Raw,O-Ring, 114 EPDM 75A BLK | 52 | 1.4 | 0.14 | 0.14
2805305 | Raw,Clamp, SS 316 | 4 | 0 | 57.5 | 57.5
449006-0044 | Sub,cell base, ABS rod,1/2"x0.4"L,blk,CT23L-E4-03 | 0 | 0 | 0.054 | 0
X0176AC | FULL PORT BALL VALVE, 2.0 IPS 75 PSI | 2 | 373.73 | 92.23 | 92.23
1900533 | LABEL (MAKE IN HOUSE) | 0 | 0 | 0 | 0
DP611-155 | DP611-155 DEM. PRINT | 0 | 0 | 0.09 | 0
MI611-150 | MI611-150 , BVI | 0 | 0 | 0.25 | 0
2100662 | CAP PLUG RED #T240 | 83 | 0 | 0.5269 | 0.5269
2800250 | Raw,Screw,8-32 X 1/4 SET CUP PT 18-8 S/S | 201 | 0 | 0.05 | 0.05
2800380 | Raw,Screw,8-32 X 3/4 SOCKET CAP 18-8 S/S | 105 | 0 | 0.07 | 0.07
2800076 | Raw,Screw,6-32 X 1/8 SOC SET CUP PT S/S | 504 | 0 | 0.01 | 0.01
2800597 | Raw,Ring,Retaining, 700-62 130 | 368 | 0 | 0.11 | 0.11
2705051 | BUSHING,BVI-3 2727 | 0 | 0 | 9.964 | 88.6 | Lab-Ovh
2705-052 | TF LOCK NUT | 12 | 0 | 6.614 | 6.8 | Lab-Ovh
2705-050 | TF HEX NUT | 83 | 0 | 65.49 | 65.49
2805303 | Raw,SEAL BVI-3, SS 316 | 11 | 0 | 16.947 | 27.612 | Lab-Ovh
1345153 | 07INSERT SHAFT | 6 | 0 | 160.734 | 159.803 | Lab-Ovh
1345-167 | HOUSING,PURGE | 7 | 0 | 350 | 350
15700123 | MRO,Lube, Waylube 32, 5 Gal Pail | 0 | 89.24 | 83.4 | 83.4
35802-99 | Solu,Kit,Water Hrdns,Incl:ISA,Std,Ref,Syringe,#CAMG02K | 0 | 31.89 | 5.805 | 5.91
C-373 | Elec,Silver,DJ,#5770801-S7,12x110mm | 12 | 67.3 | 43.235 | 43.235 | Lab-Ovh
5991-42 | Elec,pH,SJ,XVBD,Refil,Wick,#5673506W-03B,8x55,(notes) | 0 | 43.35 | 26.304 | 21.561 | PROX Lab
35805-04 | Elec,pH,XVBD,DJ,#577B701-003B,12x110mm,Special Instructions | 190 | 48.44 | 16.941 | 16.941 | Lab-Ovh
NH3MK07 | Acce,Membrane Kit (PK/3) NH3,Thread Membrane,O-ring | 0 | 106.61 | 14.827 | 13.62
368481.00000 | Elec,Reference,12x16mm,Glass,Taper,PG13.5,Fitting | 0 | 0 | 0.925 | 0
871PH-2X1B | ELEC,CPVC,W/PCB,PT100,TI,CERAMIC JCT,PTFE,20FT CABLE,PIN LUG | 0 | 464.33 | 252.911 | 393.189 | Lab-Ovh
35805-14 | Elec,Platinum Wire,SJ,#5739602-003B,12x115mm | 1 | 55.91 | 36.16 | 36.16 | PROX Lab
93X219050 | Elec,Cond,K=1.0,#13-620-100,Plat,8 Pin,10K Therm | 0 | 123.65 | 74.287 | 63.358 | Lab-Ovh
PHE-2385 | Elec,pH,X1S,SJ,#5672511-003B,Spear Tip | 1 | 60.29 | 22.678 | 22.678 | PROX Lab
SZ927.1 | Acce,Cable,Special For Conductivity,Coast Wire #11067, (Note | 0 | 671.81 | 353.143 | 353.143 | Lab-Ovh
35408-50 | Elec,Cond,K=0.1,#5731302-4A1-3WI8,Plat,30K,Epoxy | 1 | 85.09 | 100.905 | 43.551 | Lab-Ovh
16000037 | MRO,Prod,Tool,PadPrinterAlcoholDevelopePlate 250x100mm | 0 | 0 | 192 | 192
00210750 | Raw,Barstock, Ultem black 3/4"OD | 0 | 0 | 7.89 | 7.89
35811-74 | Elec,pH,XBD,DJ,#577V701A1-3BG2.5,12x115mm,Refill | 4 | 82.4 | 30.557 | 30.557 | Lab-Ovh
35812-14 | Elec,Copper,#CU01508-003B,12x110mm | 4 | 129.98 | 198.813 | 12
35805-50 | Acce,Bottle,Elec Storage, #650041-A | 0 | 1.51 | 0.233 | 0.153
27003-86 | Pipe Tee, 1" Kynar with 1/2"FNPT Reducer | 0 | 346.78 | 171.479 | 171.579 | Lab-Ovh
5658-25 | Elec,pH,SJ,XVBD,Refill,#5573502W-110-S7,6x110mm,Wick | 1 | 59.24 | 22.614 | 22.283 | PROX Lab
SK41T | Elec,Cond,K=1.0,#5771304-32-8/8S,12x110mm,4 band,Special | 0 | 0 | 95.094 | 14.627
SZ10T-PB | Elec,Galvanic,#O23NG25-10BUV10,Delrin,Lead Anode10K/PT1K | 0 | 0 | 19.22 | 0
PHE-6351-10PT1C | Elec,pH,X-2,SJ,#3983501-010BPT1C,Submersion | 8 | 0 | 20.342 | 11.264
PHE-531610PT100 | Elec,pH,X-2,SJ,#1923537-010BPT1C,In-line | 0 | 0 | 13.002 | 4.382
BF4IS01 | Solu,Ionic Strength Adjustor, 475ml | 0 | 0 | 2.162 | 2.162
CI-6717 | Elec,Ammonium,DJ,#NH41508-003B,12x110mm,Refill,Barcode Label | 0 | 0 | 18.953 | 8.357
5731301-34-010H | Elec,Cond,K=1.0,12x110mm,Graphite,10K Thermister | 0 | 0 | 18 | 5.062
M001038 | Acce,Kit,Cable Connector,Detachable,Threaded Cap,Str Rlf,Coa | 0 | 0 | 6.365 | 3.081
27009-21 | Elec,pH,XVBD,DJ,#277V700-010BGV12 | 2 | 0 | 36.125 | 0
89027 | Lock & Load assembly,316L SS,Extra long,special for (more) | 0 | 0 | 54.44 | 25.014
35607-56 | Elec,Cond,K=0.1,12x110mm,Platinum,#5771302-4P-2BG | 1 | 70 | 71.477 | 11.374 | PROX Lab
4TB5101-0166 | Housing, TBI 567 sensor 316SS, electrode not included | 1 | 0 | 322.05 | 322.05
V-700J-3BPW8 | Elec,pH,XVD,DJ,12x115mm,30K,8Pin Mini Din,for Star Meter | 0 | 250.24 | 13.873 | 13.279
V-700L-4BMA | Elec,pH,X-V,DJ,12x115mm,Epoxy,10K Ther,BNC/3.5G,Guard,Sealed | 0 | 0 | 11.734 | 2.832
19503-00 | Elec,Cond,K=0.3,4 pin SS,3/4" Ryton,3 wires,PT100,#EC91346S | 1 | 245.36 | 103.531 | 127.183 | PROX Lab
33370477 | Raw,Cap, Molded nylon cap black .477" | 788 | 0.75 | 0.36 | 0.36
29041-04 | Elec,pH,DJ,XVBD,Autoclavable,#A773792-320-DL | 0 | 133.26 | 4.766 | 0
V-HP0B-10H | Elec,pH,XVD,DJ,12x110mm,PT100,HighPurity,RFL,SPR,Wick | 6 | 377.71 | 21.511 | 2.157 | PROX Lab
605ATORP | Elec,Plat,1/2" MNPT Kynar,#1939834-RBJ | 0 | 219.7 | 14.072 | 9.093
605ATPH | Elec,pH,XVF,DJ,1/2" MNPT Kynar,#1933737-BBJ | 0 | 171.03 | 4.11 | 0.888
27001-83 | Elec,pH,X-BD,DJ,#3983701-013BTV13,PT100,3'Blk Kynar Pipe | 1 | 165.76 | 102.663 | 97.704 | PROX Lab
27020-43 | Elec,pH,XVBF,DJ,#TP561GBV12S10EBT,Tuff,Graphite,PT100 | 1 | 135.17 | 28.35 | 17.912
27502-85 | Solu,Kit,Perchlorate,#CLO403K | 0 | 37.03 | 5.805 | 5.91
35802-02 | Elec,Ammonium,Epoxy body,Spring loaded#NH41503-003B | 3 | 170.65 | 64.865 | 5.412 | PROX Lab
35802-52 | Solu,Kit,Ammonium,#NH4003K | 0 | 33.31 | 5.805 | 5.682
93X219055 | Elec,Cond,K=0.1#ECCS10-0-1SS,Teflon,long 1/2"SS cap | 0 | 187.7 | 107.02 | 98.308 | PROX Lab
875EC-A1C-AC | ELECTRODELESS CT ANALYZER,120VAC,PANEL,CSA,STORM DOOR,HART | 1 | 480.37 | 137.323 | 137.074 | Lab-Ovh
449016-0004 | Sub,Lower housing,1 1/4",Blk, RC67A-E4-01/1 | 0 | 0 | 2.922 | 0
PH10-3N3A-2H | Elec,Dolphin,PH,FLAT BULB,PT100S,20FT HT CABLE,PIN LUGS | 0 | 311.96 | 189.654 | 188.479 | Lab-Ovh
871PH-3F1B | Elec,pH,Ryton,Flat,w/PCB,PT100,TI,Ceramic jct PTfe,20ft Cabl | 0 | 494.87 | 250.339 | 239.345 | Lab-Ovh
871A-3F-3 | Elec,pH Probe,Flat Bulb,PT1k,Cable per s.o. | 2 | 242.72 | 94.024 | 104.381 | Lab-Ovh
VLR-R-ALT4 | Solu,Ross-Style Ref Gel, with Natrosol (ferri-ferrous) | 0 | 0 | 0.155 | 0
871PH-3A1B-3 | Elec,pH,Ryton,Bulb,w/PCB,PT100,TI,Ceramic jct in PTfe,Cable | 0 | 472.17 | 228.051 | 0 | Lab-Ovh
MKXH-3A10 | Holder,MKX HastC,Simriz,PneuRetractAssy,BV,AC,Prox,10"insert | 0 | 18000 | 5914.804 | 0 | Lab-Ovh
S-H0PJ-01 | Sub,H0PJ,glass body | 0 | 0 | 0 | 0
BS814LX | Upper Hsg Agency FM IS | 0 | 0 | 7.814 | 0
S-H0PTK-01 | Sub,H0PTK glass stem assy,ASGVIII | 0 | 0 | 0 | 0
S-H0PTK-02 | Sub,H0PTK glass stem assy,ASGVII | 0 | 0 | 0 | 0
449008-0012 | Sub,Silver Tube Holder,.315"/.22"x1.965"LABS,Blk,NH35A-04-06 | 20 | 0 | 0.131 | 0.017
S-H0PTK-05 | Sub,H0PTK,glass stem,ASG VII | 0 | 0 | 0 | 0
S-HH15-01 | Sub,HH15 glass stem assy,ASG V | 0 | 0 | 0 | 0
S-HH16-01 | Sub,HH16 glass stem assy,ASG VIII | 0 | 0 | 0 | 0
449007-0037 | Sub,Ext Housing,ABS Rod,Blk,0.531"ODx1.97"L,H0MHA-04-02 | 0 | 0 | 0.359 | 0
VLTTAH-17 | Assembly,LiveTap,HAST-C,17",w/3 piece ball valve,JCT box | 0 | 3875.41 | 3900.508 | 3900.508 | Lab-Ovh
CT02HP-061 | Sub,Glass Cell,Int,K=1,2.40"L,CTMHA-01-01 | 7 | 0 | 13.299 | 9.047
500323-0001 | Sub,Tube,CT25,Blk ABS,remachined to 3.66"L,CTMHA-04-01-R | 47 | 0 | 0.457 | 0.22
449006-0042 | Sub,Housing,Blk ABS Rod,0.472"ODx2.52"L,28TPI,H0MHA-04-01 | 0 | 0 | 0.324 | 0
S-NH45-02 | Sub,NH45,junction extenstion tube | 0 | 0 | 0 | 0
S-NHEUA-01 | Sub,NHEU,semi assy | 0 | 0 | 0 | 0
S-NOH1-01 | Sub,NOH1,glass stem assy | 0 | 0 | 0 | 0
S-NOH1-02 | Sub,NOH1,glass stem | 0 | 0 | 0 | 0
S-PH61-02 | Sub,ph61 glass stem,ASG V | 0 | 0 | 0 | 0
S-PH61-03 | Sub,PH61,ref stem | 0 | 0 | 0 | 0
I-2000-PSUN-R | Acce,GFRPolyesterSunShield, RailMount | 0 | 813.2 | 0 | 0
I-2000-SSUN-PR | Acce,StainlessSteelSunShield, Pole/RailMount | 0 | 738.3 | 0 | 0
BS809TP | BVI,CABLE SENSOR 871CR | 0 | 0 | 36.881 | 36.881
BS807FG | $ FLANGE,2" CARP 20-Cb 3 1439 | 2 | 0 | 615 | 615
BS807KC | SLEEVE-INSUL, NO SLOT | 12 | 0 | 336.6 | 336.6
BS807WF | RTD ASSY | 2 | 0 | 776 | 776
P0177FY | CONN., CIR REC, 7 POS. Tajimi Connector 1108-32A10-7F6.3 | 185 | 0 | 15.03 | 16.77
PH-X7113210H | Elec,pH,2,SJ,AC,12x75mm,blk,WhtBody#6733581-17SB,HORTICOOP | 0 | 35.5 | 12.458 | 0
00077996 | Raw, Glass Boro Disk 0.25" Disk (PHCR-30-.250"-Black) | 0 | 0 | 0 | 0
VLTTA-50-RH | Acce,VLTTA rear housing, blk Kynar,50",45.4"L | 0 | 581.97 | 77.088 | 0
PH12-1G11Q-ZZ | ELEC,12MM PH,DOME,GLASS,120MM,PT100,VP,NO AGY CERT | 0 | 458.68 | 343.907 | 261.435 | Lab-Ovh
SP99Y | Elec,pH,X-VD,DJ,O-Ring & Washer,#HABP635DSPB420 | 0 | 176.55 | 9.018 | 9.018
EP353GA | MODIFIED HEX BUSHING | 0 | 83.37 | 27.128 | 0 | Lab-Ovh
XS004GH | FLANGE, CARP 2" 150LB 2859 | 0 | 0 | 87.75 | 87.75
4751AT-055-5D | Sub,pH,DJ,5D,12mm x 55mm, Elmacron | 23 | 0 | 5.828 | 0
16000130 | MRO,Prod, Paint Stamp Pad Printing, Thinner VM | 0 | 0 | 40 | 40
MK7Z-42031110 | Holder,MKVIIZ Hast C/316SS Insert Assy,Hast C tube,Notes | 0 | 3237.42 | 974.876 | 426.678
V-20KB-2BT | Elec,pH,MK7,X-VD,DJ,SPR,PT100,Ryton/Simriz,O-Ring | 1 | 476.38 | 67.022 | 67.022 | Lab-Ovh
SI1I11L-036 | Sub,stem,ORP,.06"hole one end,.1935"x1.415"L#R0G7G-01-01 | 0 | 0 | 2.323 | 2.218 | Lab-Ovh
M07-005-012 | Sub,Tube,PEEK,Tube Spacer,MKX,w/BV,5" Insertion,18.25"L | 2 | 0 | 62.187 | 0 | Lab-Ovh
22080201 | Raw,O-Ring,Silicone 70 duro for Eutech | 6371 | 0 | 0.132 | 0.12
PHE-6510B-HF | Elec,pH,G-XVF(green),DJ,SPR,TEFLON,CPVC,FBNC,w/OMEGA LOGO | 1 | 105 | 30.857 | 0 | Lab-Ovh
RC68-D001-3FT | FC,Chlorine,black/blue ABS,3F cable,output RS485-modbus,T | 0 | 362 | 155.61 | 130.855 | Lab-Ovh
ISE-8745 | Elec,ISE, Potassium,Mono,12x110mm,PVC,#K001501-003A | 0 | 0 | 25.316 | 13.953
M01-004-035 | Sub,Housing,.375"ODx2.61"L,US Std Adapter,Blk Delrin#8001042 | 33 | 0 | 0.264 | 0
113249 | Raw,O-Ring,Vition,VLTTA-06-01 #120 Mcmaster 9464K84 | 32 | 0 | 0.34 | 0.34
111570 | Raw, O-Ring, BUNA 70A,ID25X1MM | 418 | 0 | 0.08 | 0.08
9555235-S | Raw, O-ring, ,SZ485 compound | 3 | 0 | 13.13 | 13.13
1509130-4B | Fitting, 316SS 3/4" MPT High pressure | 0 | 527.14 | 11.836 | 49.115
A-3N01-6BH | Elec,pH,TB557,X-VD,SPR,3Kohm,Kynar/Viton,W/Nipple | 0 | 593 | 76.641 | 73.616 | Lab-Ovh
3000618S | FERRULE Fitok PA-FF-FL16, 3000611 | 8 | 0 | 3.24 | 3.24
V-000B-6BT | Elec,pH,Ryton Cap,X-VD,DJ,SPR,PT100,12x110mm | 0 | 0 | 18.638 | 7.935
15070306 | Valve,Ball,1-1/2",Titanium,FNPT,Full Port,3 pc,Lever Handle | 0 | 0 | 1500 | 1500
11110115 | Nipple,1-1/2" x Closed,Titanium,sch 40 | 2 | 0 | 99 | 99
R1005JQ | Raw, $NORYL SHT,12x12x3/4"#8561K361 | 0 | 0 | 123.19 | 123.19
871FT-3C3D3R-3 | ELEC,FT CT,IND-HI RANGE,1/2,316SS,PEEK,150LB,PT1K,CABLEPERSO | 0 | 2804.06 | 2848.737 | 0 | Lab-Ovh
22170003 | Raw,O-ring,Viton75,18X1mm | 372 | 0 | 0.262 | 0.262
871CC-K4-3-6M | Elec,871CC-K4-3,6M Cable Length | 1 | 447.28 | 228.839 | 233.926 | Lab-Ovh
PAP-30-10BA | Acce,Patch,AP,10mmODx0.76mm(0.03")T,blk BA Overcoat. | 0 | 275.53 | 7.846 | 0 | Lab-Ovh
ECI-006 | Elec,Reference,DJ,Glass,1' Cable,KNO3 Fill,see drawing | 2 | 106.12 | 13.585 | 13.325 | Lab-Ovh
C6-099-WA | Sub,Cable,WA,C6,99 FT,BNC 77020104,3.5mm Phone Plug 77020235 | 0 | 0 | 100.372 | 0
2779885-BS-35MA | Elec,Plat,DJ,12x86mm,Refill,PG13.5 Cap,SMA Connector | 0 | 0 | 1.173 | 0.557
1340006 | NIPPLE,316SS,1.0"NPT,1.5"L close sched 80 | 7 | 26.24 | 7.572 | 7.465 | Lab-Ovh
P822-10B | Elec,pH,DJ,XVF,3/4"NPT CPVC,CerTuffTip,#V-B6100-10B | 0 | 0 | 4.854 | 1.015
1296-10B | Elec,Plat Disk,SJ,3/4"MNPT old styleCPVC,Red,#1929657O-010B | 3 | 75.77 | 34.47 | 37.813 | PROX Lab
SI1L4D1A5-035 | Sub,stem,pH,ASG V,Flat,0.235"/0.115"x1.35"L#H0DNX-02-01 | 43 | 0 | 0 | 0
ET18915 | Elec,pH,X-VD,DJ,#TP571VV01307EBT,w/#MTP571T-16Titanium,T.C3K | 3 | 631.29 | 18.006 | 9.851
M03-044-006 | Sub,Q Connector,Pin,Brass,0.1"/0.125"ODx0.7"L | 59 | 0 | 0.052 | 0.052
C35B470-10H | Elec,Cond.K=1.0,316SS/Peek ,PT100,7"Ins,10FT | 0 | 0 | 139.638 | 140.526 | Lab-Ovh
00330002 | Pellets, Copper w/wire & housing | 41 | 0 | 29 | 29
SX650CDT | Elec,pH,X-VSF,DJ,SPR,CERAMIC#392V703S-BJ,CPVC w/Washer | 0 | 0 | 18.377 | 2.329
A-2061-6H | Elec,pH,TB551,GXVF,DJ,SPR,3Kohm,Kynar/Viton,LCJ,Tuff Tip | 1 | 418.78 | 67.947 | 35.597 | Lab-Ovh
FIT12-2FB100C-2 | SENSOR HOLDER PROTECTION,UNGUA,1"ANSI150,100MML,CHEM,forPH12 | 0 | 337.48 | 209.986 | 260.652 | Lab-Ovh
V-310B-30H-72 | Elec,pH,MKIA,X-VD,DJ,SPR,PT100,Kynar/Viton,Rem Grd,72" | 0 | 0 | 176.842 | 76.383
77283002 | Raw,Connector, Male pin, black cover 530-105-0303-1 | 4404 | 1.31 | 0.72 | 0.72
H050 | Elec,pH,X-2,SJ,#3923550-015B,6"CPVC w/Guard | 5 | 0 | 11.134 | 4.01
XD7113205E | Elec,pH,X-5,SJ,#5733525-13SSB,Elmeco(Wht)Bottle,Black(Box) | 0 | 0 | 8.17 | 8.17
873PH-BIXFGZ-7 | PH ANALYZER,220VAC,4-20mA,METAL SURFACE MOUNT,FM,ST | 0 | 410.08 | 224.99 | 224.936 | Lab-Ovh
35802-00 | Elec,Ammonia,#NH31501-003B,12x110mm,Delrin body | 2 | 148.12 | 44.341 | 42.679 | PROX Lab
27504-04 | Elec,Cadmium,DJ,#CD21508-003B,Refill,Epoxy | 1 | 132.09 | 13.415 | 4.134
871EC-EV3-3-10M | Elec,871EC-EV3-3,10M Cable Length | 0 | 490.31 | 416.14 | 307.834 | Lab-Ovh
414013-087 | Sub,Cut, Lead Free Glass, 4.2mm (0.165") OD X 3.4"L | 0 | 0 | 0.002 | 0
449008-0011 | Sub,Junction Base,0.33"ODx0.25"L,ABS Rod,Blk,R031B-G4-03 | 0 | 0 | 0.017 | 0
449007-0038 | Sub,Cap for Male BNC,0.63"ODx1.38"L,ABS Rod,Blk,R031B-B4-02 | 0 | 0 | 0.253 | 0
449006-0043 | Sub,Ring,Cap,0.45"ODx0.27"L,ABS Rod,Blk,R031B-B4-03 | 0 | 0 | 0.054 | 0
S-AS100AA-01 | Sub,FOXBORO AS100AA epxoy tube w/junction base | 0 | 0 | 0 | 0
S-H0DG-01 | Sub,H0DG glass stem,ASG VIII,SJ | 0 | 0 | 0 | 0
S-H0DG-02 | Sub,H0DG semi assy,ASG VIII,SJ | 0 | 0 | 0 | 0
S-H0DG-03 | Sub,H0DG glass stem,ASG II,SJ | 0 | 0 | 0 | 0
S-H0DG-04 | Sub,H0DG semi assy,ASG II,SJ | 0 | 0 | 0 | 0
S-H0DK-01 | Sub,H0DK glass stem, ASG II | 0 | 0 | 0 | 0
S-H0DK-02 | Sub,H0DK glass stem, ASG VIII | 0 | 0 | 0 | 0
BS810EK | CABEL ASSY PH SENSOR 11 FT + 1.0 FT - 0 FT | 0 | 0 | 41.047 | 40.801 | Lab-Ovh
BS813PR | PEEK BODY ASSY, FLAT | 0 | 0 | 81.394 | 0
BS814GS | SEAL,PROCESS 12MM,PH12 VITON 60 Black | 59 | 0 | 26.68 | 26.68
BS814LE | SEAL, RIBBED, 12MM | 9470 | 0 | 0.1617 | 0.11
S0113GT | PH12 120MM SHIPPING BOX | 0 | 0 | 2.68 | 2.68
S0113GS | Raw,Box, Foxboro, PH12 120 MM Insert (see notes) | 207 | 0 | 12.04 | 12.04
S0113GV | PH12 225 - 425MM SHIPPING BOX | 55 | 0 | 3.84 | 3.84
S0113GU | PH12 225 – 425MM INSERT | 55 | 0 | 8.74 | 8.74
X0145LV | Raw,O-Ring,Viton VW076-75 75A, 2-013, Brown Color | 67 | 0 | 2.2 | 2.2
X0179KW | 1.75" x.1875" ILS 324 metazlied polyester 1AC (Labels) | 920 | 0 | 0.3246 | 0.32
X0180JD | PNS,Epoxy, Resin, Loctite 3141 | 0 | 0 | 202.58 | 202.58
X0180JE | PNS HARDNER HENKEL/LOCTITE#3163 | 0 | 0 | 131 | 131
X0180JX | PNS SOLDER "NO-CLEAN" | 10 | 0 | 51.14 | 51.14
DOL1-MEM1-NQ | Acce,ODO membrane cap, SS316,16mmOD | 0 | 0 | 14.035 | 0
471011-0002 | Sub,Membrane cap(16mm),SS316,3/4"OD,DOL1A-N4-01 | 0 | 0 | 10.1136 | 6.88
S-H0DL-01 | Sub,H0DL glass stem,ASG VIII,DJ | 0 | 0 | 0 | 0
S-H0DL-02 | Sub,H0DL glass stem,ASG II,DJ | 0 | 0 | 0 | 0
S-H0DM-01 | Sub,H0DM glass stem,ASG VIII,DJ,refill | 0 | 0 | 0 | 0
S-H0GA-01 | Sub,H0GA glass body,ASG VII,SJ | 0 | 0 | 0 | 0
S-H0EKA-01 | Sub,H0EKA glass stem,flat bulb | 0 | 0 | 0 | 0
S-H0EX-01 | Sub,H0EX glass stem,PT pin | 0 | 0 | 0 | 0
S-H0GB-03 | Sub,H0GB glass stem GND,PT disc | 0 | 0 | 0 | 0
VLTTAH-27 | Assembly,LiveTap,HAST-C,27",w/3 piece ball valve,JCT box | 0 | 4205.77 | 4023.052 | 0 | Lab-Ovh
VLTTAH-37 | Assembly,LiveTap,HAST-C,37",w/3 piece ball valve,JCT box | 0 | 5110.39 | 4144.082 | 0 | Lab-Ovh
M0500P1-K1 | Acce,Membrane Kit,PolarograpHic,Incl:(3) 19mm O-ring,125ml S | 0 | 215.73 | 37.683 | 0
NH3IF01 | Solu,Ammonia,Inner fill,125ml of 0.1M NH4Cl | 1 | 46.04 | 1.482 | 1.482
VLTTA-17-RH | Acce,VLTTA rear housing, blk Kynar,17",12.4"L | 0 | 212.09 | 42.942 | 40.844 | Lab-Ovh
VLTTA-27-RH | Acce,VLTTA rear housing, blk Kynar,27",22.4"L | 2 | 339.93 | 73.987 | 78.49 | Lab-Ovh
19550-71 | Elec,Cond,K=10.0,10K,Glass,Plat,#5771302-64-3I8 | 0 | 0 | 64.162 | 13.974
52300261 | Junction Box,5 terminal strip,#JB100MT-TS5,removable top | 0 | 23.01 | 9 | 9
VLTTA-37-RH | Acce,VLTTA rear housing, blk Kynar,37",32.4"L | 0 | 439.45 | 103.517 | 0 | Lab-Ovh
VLTTAZ-17-SH | Acce,VLTTAZ sheath,SS316,17"L | 0 | 285.05 | 32.858 | 38.185 | Lab-Ovh
VLTTAZ-27-SH | Acce,VLTTAZ sheath,SS316,27"L | 0 | 415.7 | 46.598 | 0 | Lab-Ovh
35802-50 | Solu,Kit,Ammonia,Incl:ISA,Inner Fill,Standard#NH3000K | 0 | 55.26 | 3.429 | 2.524
ST3254.3 | Elec,Cond,Toroidal,1000mS,1 1/2"MNPT CPVC,10' | 0 | 206.05 | 178.602 | 164.51 | Lab-Ovh
EP485QTF0005MXX | Acce,Calibration Plug for 871EC | 0 | 220.66 | 104.48 | 108.389 | Lab-Ovh
P0170UV-0010FT | Acce,Cable,10FT | 0 | 50.65 | 14.371 | 14.471 | Lab-Ovh
35803-24 | Solu,Nitrate, 1000 PPM, P# N03AS02 | 0 | 16.61 | 2.162 | 2.118
875CR-B2Z-AC | CT/RESISITVITY ANALYZER,220VAC,PIPE,NO CERT,STORM,HART | 0 | 374.95 | 146.266 | 143.894 | Lab-Ovh
875CR-A1U-C | ELEC,CT/RESISTIVITY ANALYZER 120VAC,50/60Hz,PANEL,UL,HART | 0 | 358.58 | 120.397 | 482.386 | Lab-Ovh
871CR-A1T4A1E1 | ELEC,CT R-SEN,0.1,CPVC,TI,4"INSERT,3/4"NPTCPVC BUSH,PT1K,406 | 0 | 702.59 | 572.679 | 366.746 | Lab-Ovh
27018-23 | Elec,pH,X-BD,DJ,PT100,3/4"MNPT Ryton,TEF,#H721P2V123T10EBT | 1 | 138.02 | 51.926 | 51.926 | PROX Lab
875CR-C1F-C | CT/RESISTIVITY ANALYZER,240VDC,PANEL,FM,HART COMM | 0 | 358.18 | 120.137 | 554.991 | Lab-Ovh
871CC-F2-4 | ELEC,CONTACTING CT,BUSHING 3/4NPT w/1/2NPTCONN,K=0.1,LUG | 0 | 430.18 | 221.354 | 231.641 | Lab-Ovh
9001091-010B | Acce,Cable,Adapter,3mm L/N coax,Detachable to BNC | 0 | 0 | 14.877 | 9.03
871FT-3G4D3T-V | ELEC,FT CT,IND-HI,2",CARP,PEEK,ANSI150,PT100,VT | 0 | 6705.19 | 4487.029 | 4770.745 | Lab-Ovh
875EC-C1F-AC | ELECTRODELESS CT ANALYZER,240VAC,PANEL,FM,STORM,HART | 0 | 480.37 | 137.323 | 137.074 | Lab-Ovh
6793A1A10-121-V | Sub,stem,pH,ASGV,Flat,DJ,Anlr,.195"/.31"x4.75"L#H028L-A2-01 | 7 | 0 | 5.308 | 0 | Lab-Ovh
C96-M02-KD | Sub,Cable,C96:200155-WP,2M,6PIN:77020118,For FLUO RS485 | 4 | 0 | 34.787 | 0 | Lab-Ovh
00390110 | Raw,Barstock, Ryton 1" dia , 40% glass filled | 8 | 0 | 46.83 | 46.83
A-40KB-12H | Elec,pH,TB564,X-VD,DJ,SPR,PT100,Kynar/Kalrez | 1 | 603.31 | 88.11 | 81.02 | PROX Lab
44130041 | Raw,Foam Insert Packaging for Sonde Electrode(2 pc set) | 50 | 8.62 | 8.62 | 8.62
871CC-F2-3-11 | Elec,871CC-F2-3, 11FT CABLE LENGTH | 0 | 568.77 | 226.523 | 265.816 | Lab-Ovh
15380440 | MRO,Rubber Stopper/Piston for Syringe Barrels,Lubricated | 500 | 0.6 | 0.63 | 0.63
77020008 | Raw,Connector, 4 pin Mini Din | 1247 | 0.74 | 1.037 | 1.007
99030014 | Raw,Cable,C-30, RG58 L/N Stranded, Internal Black | 61064.5 | 0.86 | 0.345 | 0.345
22170801 | Raw,O-Ring,Viton 75, 8mm x 1mm , Black Color | 3187 | 0.18 | 0.18 | 0.18
22170401 | Raw,O-Ring,Viton 75, 4mm x 1mm, Brown Color | 1295 | 0.14 | 0.201 | 0.201
R011-D060-Q | Elec,ORP,Gls,Pt disk.195",DJ,Ceramic,Red PG13.5 S8 Conn/Plug | 0 | 0 | 18.8286 | 14.39
SI1L1V2A-100-VF | Sub,Stem,pH,DJ,VSF,100mm Length | 0 | 0 | 0.013 | 0.007
414010-105 | Sub,Cut, Lead Free Glass, 7.87mm (0.310") OD x 4.13"L | 0 | 0 | 0.006 | 0
414013-120 | Sub,Cut, Lead Free Glass, 4.2mm (0.165") OD X 4.70"L | 0 | 0 | 0.002 | 0
414011-013 | Sub,Cut, Lead Free Glass, 8mm (0.325+/-0.005")ODx0.48"L | 0 | 0 | 0.002 | 0
M07-032-012 | Sub,Tube,Black Epoxy,OD.,0.472" x 0.414" ID. x 100mm Length | 0 | 0 | 1.507 | 0
M01-032-041 | Sub,Housing,Epoxy Tube Black,Cer.Junc.,12mm x 100mm Length | 6 | 0 | 2.342 | 0.791
44C001FE254ZP5A | Sub,Carbon Pin,Graphite Rod,1/8",FE254ZP5,CTOTA-14-04 REV-G | 0 | 0 | 1.735 | 0
00070083-276 | Sub,Cut,Barium, 8.3mm (.325") x 270mm (10.866") Length | 0 | 0 | 0.039 | 0
449007-0036 | Sub,Cap Sleeve,Blk ABS Rod,0.52"ODx0.795"L,H0DMG-J4-01 | 31 | 0 | 0.148 | 0
4200-016 | Doc,Instruction,Elec Install | 0 | 0 | 0 | 0
PH10-2N1A | Elec,Dolphin,PH,DOME BULB,NO GUARD,PT100,10FTCABLE,PIN LUGS | 0 | 254.58 | 127.518 | 0 | Lab-Ovh
00SN052 | Raw, Syringe Filter, PTFE, 50µM Pore Size, 13mm OD | 18300 | 0 | 0.1 | 0.1
M38-018-003 | Sub,Flange,Hast-C,1-1/2"150lb,1.152"ID,Raise Face welded. | 1 | 0 | 426.367 | 388.5 | Lab-Ovh
WHA-2000-R-003B | Elec,ISE,Clr Epoxy,PVC M,DJ,Hefer Logo#CA12Q-P00-Z0X-S003B | 0 | 320.93 | 57.079 | 0 | PROX Lab
AGSAS02 | Solu,Silver,Standard,1000ppm,475ml | 3 | 0 | 3.314 | 8.09
11250020-016 | Platimun Wire, .020"Dia 99.99%, 16mm Length | 0 | 0 | 3.558 | 0
NH3AS02 | Solu,Ammonia,Activity Standard,1000ppm,475ml | 0 | 47.82 | 2.162 | 2.118
CO2AS02 | Solu,Carbon dioxide,Activity Standard,1000ppm,475ml | 0 | 0 | 2.162 | 0.0725
M01-001-191 | Sub,Housing,Black Kynar,1"NPT,316SS Ring,4 pins,H0F3K-04-06 | 9 | 0 | 13.4 | 12.264
441130-0028 | Sub,Sensor Housing,Blk PVC,0.397"ODx3.20"L,C7ISV-04-12 | 0 | 0 | 0.587 | 0
N0XMK05 | Acce,Membrane Kit,NOX,Incl:(3) O-Ring,Cartridge,30ml Sol | 0 | 0 | 17.421 | 0
500223-0005 | Sub,DO12 Body,1 TC hole,2 Internal O-Ring Groove,DH12A-04-04 | 0 | 0 | 0.806 | 0
3900076-01 | Elec,Reference,0.095x.1.75,0.040 Cer. Wick,Empty | 0 | 3.1 | 1.603 | 1.498 | Lab-Ovh
AREF4-060 | Sub,stem,Ref,0.124"ODx2.36"L,open both end,#RH54A-31-02 | 0 | 0 | 1.05 | 0 | Lab-Ovh
AREF125PS-184 | Sub,stem,Ref,0.05"OD Ceramic,0.47"x7.26"L,Refill#F0P5G-01-01 | 0 | 0 | 0.026 | 1.25
414003-184 | Sub,Cut,Lead Free Glass,12mm(0.472")ODx0.8mm(0.0315")x7.26"L | 0 | 0 | 0 | 0
414012-173 | Sub,Cut, Lead Free Glass, 4.95mm (0.195") OD x 6.8"L | 0 | 0 | 0.002 | 0
99001048S10TV10 | Acce,Cable,1/2"MNPT CPVC cap,PT1000,all wires stripped & tin | 0 | 0 | 7.429 | 4.015
35820-22 | Elec,Cond.K=10.0,#1921303-61-10T,Plat,PT100,3/4"MNPTCPVC,Ep. | 2 | 108.5 | 74.065 | 69.283 | PROX Lab
SP28X | Elec,pH,X-V,DJ,547V701-S7,4x130mm,Refill | 0 | 58.55 | 6.665 | 7.971
AREFA14C-173 | Sub,stem,Ref,AgCl,Coiled Ag wire,0.195"ODx6.8L#F0P5G-01-02 | 16 | 0 | 1.303 | 1.449
00111000 | Raw,Barstock, Kynar natural, 1"OD | 129 | 0 | 19.65 | 19.65
SI1G1V1B-015-5D | Sub,Stem,pH,5D,015mm Length | 0 | 0 | 0.002 | 0
44001653 | Raw,Box,10"x 5" x 4" for CCD w / J-Box Electrode | 23 | 1.48 | 1.48 | 1.48
650059 | Raw,SOAKING BOTTLE,2.4"ODx4.53"L,Clear PC,A-1,RHGAP-04 | 1911 | 0 | 0.989 | 0.86
PAP-60-12BA | Acce,Patch,AP,12mmODx1.5mmT,blk BA Overcoat | 6 | 43.75 | 4.035 | 4.035 | Lab-Ovh
6951316-113-10T | Elec,Cond,K=0.01,SS,3/4"OD,3 wires,PT100 | 0 | 0 | 57.25 | 57.25
6951316-413-10T | Elec,Cond,K=0.1,16" Length,3/4"OD SS,3 wire PT100 | 0 | 0 | 52.25 | 52.25
N1219HA | CAP,CABLE | 83 | 0 | 60.797 | 60.797 | Lab-Ovh
445004-0008 | Sub,Top Piece,white Teflon,0.75"ODx0.4"IDx0.2"L,R077M-04-03 | 42 | 0 | 0.114 | 0.114
SI1L11M-127 | Sub,stem,ORP,5mmGold Disc,0.235"x5"L#RE54A-F1-02 | 6 | 0 | 36.841 | 27.685
M06-003-025 | Sub,Fitting,SS316,1-1/2"MPTx1-1/4"Tube,Ferrules,2 O-Rings | 0 | 0 | 132.501 | 0
600003 | Acce,Cable,51917-15,Coax+3 50" 5 pin conn | 0 | 0 | 0 | 0
220096 | RAW, Insitu Oc7ISV Pin. DWG# C7ISV-04-14 | 0 | 0 | 0 | 0
C91-M10-PN | Sub,Cable,CE,10M,Plug,4-Pin Conn (220155),Tin leads,4 wires. | 0 | 0 | 36.703 | 0
93X218879 | Elec,pH,X-2,SJ,#ECDA9350603B,6'ABS,10' Cable | 0 | 45.23 | 28.746 | 27.92 | PROX Lab
5733534-011B | Elec,pH,X-2F,SJ,12x110mm,Tuff Tip,Sealed Ref,Black Epoxy | 0 | 0 | 4.532 | 0
1968857-020B | Elec,Gold,DJ,3/4"MNPT Blk Ryton,LCJ,Flush,1.75"Insertion. | 4 | 243.34 | 114.165 | 114.165 | Lab-Ovh
44130036 | ADN1100 Handheld Fluorometer Starter Kit Foam Insert | 26 | 4.33 | 4.33 | 4.33
M34-003-009 | Sub,Plug,SS 316L,0.352"ODx0.315"L,for pHastrac 2000 | 0 | 0 | 0.44 | 0.514
6A0049 | MRO,Lapping Vehicle # 230, 5 Gal,LAP5-0001-005-0230 RoHS2 | 0 | 267.25 | 267.25 | 267.25
22170005 | Raw,O-Ring,VT60 #129 Soft Viton, White Color | 12100 | 0 | 0.42 | 0.42
871EC-RE0-3-20M | Elec,871EC-RE0-3,20M CABLE LEGNTH | 0 | 455.45 | 523.685 | 523.685 | Lab-Ovh
C96-015-TC | Sub,Cable,6C:200155-WP,15F,ODO,See DWG#C96-05-01 | 0 | 0 | 10.498 | 0
2731314-32-020T | Elec,Cond,K=1.0,12x110mm,Platinum,Epoxy,PT1K | 0 | 178.21 | 60.718 | 17.873
M000009-750D | Holder,3/4"MNPT Black Nylon Fitting,0.640" Drilled Cap | 4 | 11.2 | 5.137 | 2.24
00190039 | Raw,screw,M3X3,Super-Corrosion-Resistant Cup-Point Set ScreL | 20 | 0 | 0.214 | 0.214
I-2000-S3-LP-SE | Transmitter,I-2000-S3-LP,SE label | 0 | 1829.7 | 563.91 | 0
C32-003-SMB | Sub,Cable,SMB,C32,3F,male SMA, 3/16" Blue Heat Shrink | 0 | 0 | 2.869 | 2.7 | Lab-Ovh
C2-017-WA | Sub,Cable,WA,C2,17 Feet ,See Note | 0 | 0 | 12.777 | 11.131 | Lab-Ovh
05296308 | Raw,Chem, Magnesium Ionophore I | 200 | 232.73 | 2.6864 | 2.669
NH31501C-X18Z | Elec,Ammonia,12mmX110mm,Delrin Body,ThreadedMembrane | 1 | 581.17 | 47.029 | 37.166 | PROX Lab
AREF86M-084 | Sub,stem,Ref,0.08"OD Ceramic Pin,0.235"x3.3"L#F0LZT-01-01 | 52 | 0 | 0.033 | 0
16191009 | MRO,Tooling,Drill Bit, Diamond Ball Head, Grit Med .009 | 30 | 5.3 | 4.95 | 4.95
CO2IS01 | Solu,CO2 Ionic Strength Adjuster,CO2 buffer,475ml | 0 | 0 | 2.162 | 9.604
P0170UU-033FT | ACCE,Cable,33FT | 0 | 231 | 65.897 | 66 | Lab-Ovh
1906619K2-2B | Elec,Plat,DJ,Met MKVII,Ryton Body,Klrz 1050LF O-ring,RFH | 0 | 381.27 | 74.448 | 39.679
450122-0002 | Sub,Probe Body,PVC Grey,topOD 0.472,Ceramic Holes#CLV5V-34-0 | 2 | 0 | 0.96 | 0
247036 | RAW, PCB Assembly, IRef,RS485, Modbus | 21 | 0 | 135.6369 | 126.25
33769 | Solu,Reference fill,125ml Bottle,0.1M(NH4)2SO4,P#R001044 | 0 | 14.67 | 1.482 | 1.399
231047 | Raw,Thermistor Assy,1K in 5" 316SS tube | 0 | 0 | 0 | 0
231048 | Raw,Thermistor Assy,30K in 0.80" 316SS tube | 9200 | 0 | 3.49 | 3.49
231049 | Raw,Thermistor Assy,PT100 in 0.80" 316SS tube | 0 | 0 | 0 | 0
9001071-004R | Acce,Cable,Detachable Cable,RG174 L/N DL to type "F" | 0 | 64.51 | 42.744 | 14.405
5739602-003I | Elec,Platinum,SJ,12x115mm,Epoxy Body | 0 | 134.38 | 46.653 | 14.038 | PROX Lab
231050 | Raw,Thermistor Assy,PT1000 in 0.80" 316SS tube | 0 | 0 | 0 | 0
V-0010-10B | Elec,pH,Ryton Cap,X-VD,DJ,SPR,No TC,12x80mm | 0 | 237.26 | 29.451 | 27.966 | PROX Lab
231051 | Raw,Thermistor Assy,10K in 0.80" 316SS tube | 0 | 0 | 0 | 0
231052 | Raw,Thermistor Assy,10K in 3" 316SS tube | 0 | 0 | 0 | 0
231053 | Raw,Thermistor Assy,30K in 5" 316SS tube | 0 | 0 | 0 | 0
BR0AS02 | Solu,Bromide Activity Standard, 1000ppm, 475ml bottle | 0 | 0 | 2.162 | 2.118
VLTTAZ-37-SH | Acce,VLTTAZ sheath,SS316,37"L | 0 | 546.34 | 59.53 | 0 | Lab-Ovh
BR01508-003B | Elec,Bromide,DJ,12x110mm,Epoxy Body,Refillable | 0 | 0 | 1.83 | 1.045
19500-00 | Elec,Cond,K=1.0,#1921303-34-10T,Graphite,3/4" CPVC,10K | 2 | 61.98 | 35.647 | 35.647 | PROX Lab
5993-84 | Elec,pH,X-2,SJ,#3983501-010BHV10,3'ABS submersion | 0 | 0 | 94.412 | 13.673 | Lab-Ovh
93X219037 | Elec,Cond,K=1.0,#EC620160,Plat,Epoxy | 0 | 0 | 64.711 | 3.99
871EC-PP7-4 | ELEC,ELECTRODELESS CT,SMALLBORE PP,316SS,TRI-CLAMP,20FT,NOLU | 0 | 479.74 | 316.167 | 275.7 | Lab-Ovh
27013-00 | Elec,pH,X-BD,DJ,#5773777-010BTV12,12x80mm,PT100 | 1 | 83.34 | 39.229 | 39.229 | PROX Lab
27301-23 | Elec,pH,X-BD,DJ,#1923737-10BTV12,PT100,3/4"MNPT CPVC | 4 | 82.81 | 43.92 | 43.92 | PROX Lab
5991-36 | Elec,pH,XVBD,DJ,#577B701A1-3BG2.5,12x110mm,Refill,30K | 8 | 97 | 38.751 | 38.751 | PROX Lab
ATT7-115 | Sub,Test Tube,0.202"ODx4.527"L | 0 | 0 | 0.01 | 0
B0200EA | $SURFACTANT | 0 | 0 | 0 | 0
ZBNH3IF010 | Solu,Ammonia inner fill,peco#NH3IF01 | 0 | 17.06 | 1.482 | 0.994
35802-59 | Solu,Kit,Cal,Incl,Isa,std,ref fill,Syringe,#CA0002K | 0 | 37.03 | 5.805 | 5.91
35802-65 | Solu,Kit,Copper,Incl:ISA,Standard,tool,strip, (more) | 0 | 33.14 | 14.717 | 14.913
VLTTAT-17-SH | Acce,VLTTAT sheath,TI,17"L | 0 | 250.29 | 31.553 | 31.331 | Lab-Ovh
VLTTAT-27-SH | Acce,VLTTAT sheath,TI,27"L | 0 | 270.18 | 40.413 | 0 | Lab-Ovh
F00IS02 | Solu,total ISE adjuster,1 gal. bottle Tisab 2 | 0 | 0 | 1.996 | 1.996
VLTTAT-37-SH | Acce,VLTTAT sheath,TI,37"L | 0 | 0 | 49.487 | 0 | Lab-Ovh
VLTTAH-17-SH | Acce,VLTTAH sheath,HAST-C,17"L | 0 | 489.2 | 171.944 | 0 | Lab-Ovh
VLTTAH-27-SH | Acce,VLTTAH sheath,HAST-C,27"L | 2 | 774.65 | 263.444 | 263.222 | Lab-Ovh
VLTTAH-37-SH | Acce,VLTTAH sheath,HAST-C,37"L | 0 | 1013.49 | 354.944 | 0 | Lab-Ovh
VLTTAZ-QF | Acce,VLTTA Q-Fitting set, SS316 | 0 | 1053.95 | 166.84 | 173.206 | Lab-Ovh
VLTTAT-QF | Acce,VLTTA Q-Fitting set, TI | 0 | 1804.87 | 457.43 | 457.882 | Lab-Ovh
VLTTAH-QF | Acce,VLTTA Q-Fitting set, HAST-C | 0 | 2586.63 | 1114.393 | 0 | Lab-Ovh
VLTTAZ-FFK | Acce,VLTTA Q-Fitting KIT, SS316, ferrule+4 o-rings | 0 | 50.29 | 12.784 | 0 | Lab-Ovh
VLTTAT-FFK | Acce,VLTTA Q-Fitting KIT, TI, ferrule+4 o-rings | 0 | 0 | 68.728 | 0 | Lab-Ovh
27503-93 | Solu,Ammonia Standard,1000ppm,475ml,# NH3AS02 | 0 | 22.17 | 2.162 | 2.118
27507-10 | Elec,pH,X-5,DJ,#5735728RA10-3BG,12x115mm,Epoxy,30k,Refill | 0 | 0 | 8.479 | 2.905
00280005 | Raw,Cust,CT6W-504 Blue parts,Lazar,HPHRH-05-01 | 0 | 0 | 0 | 0
77282226 | Termination, Yellow Spade Lug 22/26 ga | 262 | 0 | 0.85 | 0.85
COND25 | Elec,CT,ABS BK,Carbon,K=1.0,PT100,4C cable,Tinned#CT25-0002T | 0 | 42.53 | 16.8571 | 35
C95-003-TCV | Sub,Cable,TC,C95,3 Feet,Cable:200155,for RC68 0-5V | 0 | 0 | 15.02 | 15.024 | Lab-Ovh
44000012 | Raw,Box, 12" labeled Electrode, 1C blue | 1358 | 0 | 1.3 | 1.3
44001432 | Label,Tyco brand for shipping, 1.437"H x 2.000"W,Bag Label | 73899 | 0 | 0.081 | 0.081
44001435 | Label,Tyco brand for shipping 1.437"H x 1.00"W | 52193 | 0 | 0.044 | 0.0397
VLTTAH-FFK | Acce,VLTTA Q-Fitting KIT, HAST-C, ferrule+4 o-rings | 0 | 0 | 68.728 | 0 | Lab-Ovh
PHE-1304-EB | Elec,pH,X5,SJ,#5732525EB-003B,Sealed Reference | 1 | 61.58 | 26.879 | 16.342 | Lab-Ovh
SX655KD-OES | Elec,pH,DJ,Tuff Tip,Kynar body and junction, SPR | 0 | 172.46 | 45.321 | 45.321 | Lab-Ovh
M06-019-008 | Sub,Fitting,Titanium,Q-Fitting Insert,#VLTTA-04-02 | 1 | 0 | 70.584 | 71.37 | Lab-Ovh
M10-019-005 | Sub,Nut,Titanium,Q-Fitting Inter nut,#VLTTA-04-03 | 3 | 0 | 40.409 | 39.209 | Lab-Ovh
M10-019-006 | Sub,Nut,Titanium,Q-Fitting Outer nut#VLTTA-04-04 | 1 | 0 | 107.41 | 112.263 | Lab-Ovh
M19-019-010 | Sub,Sheath,Titanium,17" Length,#VLTTA-04-06 | 3 | 0 | 28.438 | 28.009 | Lab-Ovh
M19-019-011 | Sub,Sheath,Titanium,27" Length,#VLTTA-04-06 | 0 | 0 | 36.5 | 0 | Lab-Ovh
M19-019-012 | Sub,Sheath,Titanium,37" Length,#VLTTA-04-06 | 1 | 0 | 44.755 | 44.326 | Lab-Ovh
M06-018-008 | Sub,Fitting,HAST-C,Q-Fitting base,1-1/2NPT,#VLTTA-04-01 | 0 | 0 | 175.198 | 0 | Lab-Ovh
93X417016 | 13-620-106, Gel Filled, PP body, Cmb pH Electrode | 0 | 24.46 | 10.061 | 5.206
05290008 | Raw,Chem, Boric Acid A.C.S. Reagent | 1400 | 0 | 0.1992 | 0.1992
PHE-2191 | Elec,pH,X-2,SJ,#5773511-003B,Sleeve Junction | 1 | 168.12 | 61.152 | 44.281
A0B1-0002 | Acce,Sensor housing,PT100#A0B1A-X01-X0X-CM10TX | 1 | 209.21 | 36.991 | 33.827
5994-33 | Elec,pH,X-BD,SJ,#5773591-010BHV1 | 5 | 0 | 33.694 | 9.085
M06-003-023 | Sub,Fitting,SS316,Q-Fitting base,1-1/2NPT,#VLTTA-04-01 | 11 | 0 | 60.487 | 61.863 | Lab-Ovh
M06-003-024 | Sub,Fitting,SS316,Q-Fitting Insert,#VLTTA-04-02 | 3 | 0 | 18.176 | 18.41 | Lab-Ovh
5732511-003B | Elec,pH,VF,SJ,Sealed Reference,Epoxy | 2 | 126.35 | 26.398 | 26.398 | PROX Lab
SC03B | Acce,Cable,detachable lead,CD to BNC L/N,blue boot,#9001041- | 0 | 0 | 7.117 | 7.3213
19500-54 | Elec,Cond,K=1.0,Graphite,#1961303-31-010T,Kynar,PT100 | 0 | 87.1 | 22.948 | 10.737 | PROX Lab
M10-003-023 | Sub,Nut,SS316,Q-Fitting Inter nut.#VLTTA-04-03 | 7 | 0 | 18.209 | 19.635 | Lab-Ovh
H115R | Elec,pH,Tuff-Fet,8525 ohm T/C,SPR,Ceramic Junction | 0 | 0 | 390.307 | 350.803
M10-003-024 | Sub,Nut,SS316,Q-Fitting Outer nut,#VLTTA-04-04 | 13 | 0 | 47.073 | 47.073 | Lab-Ovh
5658-11 | Acce,Cable,RG174 Lownoise,SN6 to S7,peco#9001041-003S7 | 0 | 17.38 | 7.127 | 7.127 | Lab-Ovh
SP82T | Elec,pH,DJ,XVF,3/4"MNPT CPVC,#V-BV10E-50BU | 0 | 0 | 1.752 | 1.946
871PH-3F1A-3-35 | ELEC,PH,871PH-3F1A-3,35FT CABLE LENGTH | 0 | 500.14 | 265.445 | 298.124 | Lab-Ovh
873EC-AIYCNZ-57 | ELECTRODELESS CT ANALYZER | 0 | 298.45 | 106.544 | 618.369 | Lab-Ovh
93X219103 | Elec,plat,SJ,#ECFG7960101B,#5779601-3B,Refill | 1 | 79.07 | 53.439 | 46.474 | PROX Lab
V-7000-3B | Elec,pH,X-V,DJ,12x115mm,Frit,Guard,Medium Cap,RFV | 0 | 245.47 | 21.486 | 20.466 | PROX Lab
BS812KX | ACCE,KIT,DOUBLE JUNCTION W/ION BARRIER PVDF BODY(BS805MD) | 0 | 1599.99 | 471.017 | 462.412 | Lab-Ovh
A261205M | Elec,Cond,K=1.0,Grpht Pin,T/C LM335Z,25MM Pipe T,10ft Cable | 0 | 0 | 19 | 19
BS806NW-F075 | PATCH CORD FOR 871A,75FT | 0 | 368.9 | 101.847 | 105.399 | Lab-Ovh
P0170UV-0075FT | Acce,Cable,75FT | 0 | 272.87 | 77.863 | 77.963 | Lab-Ovh
1500142 | Acce,Adapter,T/L 316SS 3/4" MPT for twist-lock electrodes | 8 | 200.85 | 13.849 | 13.849
PH10-4S4S-FA | ELEC,DOLPHIN PH,ANTIMONY,W/SMPCB,PT1KES,S CONN,FM | 0 | 337.89 | 179.822 | 0 | Lab-Ovh
PH10-1S4S-FA | ELEC,DOLPHIN PH,DOME BULB,W/SMPCB,PT1KES,S CONN,FM | 0 | 340.76 | 186.384 | 0 | Lab-Ovh
00050040 | Raw,Tubing,Epoxy, Amber, 0.476"OD x 0.400"ID random length | 0 | 0 | 3.77 | 3.77
99030020 | Acce,Cable,C-29,RG174,2)L/N coaxial parallel,siamese form pv | 64940.448 | 8.08 | 0.507 | 0.507
00050045 | Raw,Tubing,Epoxy, Clear, 0.242"OD x 0.030"wall | 223.205 | 0 | 5.79 | 3.67
M16-003-003 | Sub,Ferrule,SS-RF-FL16, Rework from 00191601,#VLTTA-04-05 | 11 | 0 | 5.297 | 5.297 | Lab-Ovh
00287022 | Raw,Motor Mount Mold PC,mold,ABS+PC,white,DOCPA-04-07 | 0 | 0 | 0 | 0
77000556 | Raw,Gear Motor,GA12-N20 Gear Motor 6V-1000rpm | 0 | 0 | 9.99 | 0
1600096 | Sub,Guard,Removable T/L guard,Kynar,2-Oring,Drilled Tip | 0 | 48.12 | 2.606 | 1.6
CCDCTR2034S0C | Elec,COND,K=1.0,PT1000,20FT CABLE,3/4"NPT,CAL CERT | 0 | 270 | 118.98 | 115.057 | Lab-Ovh
55190500 | Acce,Kit (PK/3),SS Cartridge Insert, 19mm | 220 | 0 | 6.98 | 6.98
M19-003-030 | Sub,Sheath,SS 316,27" Length,#VLTTA-04-06 | 4 | 0 | 41.496 | 49.016 | Lab-Ovh
27003-12 | Elec,pH,XBF,DJ,#1922757-10BTV12,PT100,3/4"MNPT,CPVC | 9 | 72.52 | 39.752 | 39.752 | PROX Lab
M19-003-031 | Sub,Sheath,SS 316,37" Length,#VLTTA-04-06 | 0 | 0 | 53.262 | 0 | Lab-Ovh
M01-001-187 | Sub,Housing,Blk Kynar,Rear,1/2" FPTx18TPI,32.4"L,VLTTA-04-07 | 2 | 0 | 97.082 | 105.24 | Lab-Ovh
M06-019-007 | Sub,Fitting,Titanium,Q-Fitting base,1-1/2NPT,#VLTTA-04-01 | 0 | 0 | 151.666 | 149.756 | Lab-Ovh
368495.00000-SF | Temp,TC,#8495K,PT100,Kynar Body,10'Cable#T0PLK-07-01 | 0 | 0 | 29.3089 | 0
M01-061-003 | Sub,Body,Blk Polymer.475"ODx4.92"L,4slot,TJ#H0ADS-04-04 | 7 | 0 | 12.536 | 11.959 | Lab-Ovh
00190050 | Raw,Barstock, SS 316L 1/2" dia | 186 | 0 | 20.84 | 20.84
00200500 | Raw,Barstock, Teflon 1/2"dia, virgin grade | 5 | 2.55 | 2.75 | 2.75
11110003 | Raw,Tubing,Titanium 1"OD x .035"wall, seamless, grade 2 | 50 | 21.4 | 8.75 | 8.75
00191400 | Raw,Tubing,SS 316L, 1/4"x 4.72"L, one end closed | 25.66 | 6.42 | 9 | 9
15380020 | MRO,Needle, 25ga, .020''OD x 6''L, Kel-F Hub, Blunt Tip | 0 | 75.97 | 12 | 12
00157018 | Raw,Barstock, Polypropylene 1-1/8"dia black color | 0 | 0 | 2.45 | 2.45
00071000 | Raw,Glass,Lead 1" OD Heavy Wall | 119.25 | 0 | 1.16 | 1.16
99031127 | Raw,Cable,8 Conduc-20Awg, AL Foil/Drain Wire/Braided Shield | 0 | 1.36 | 1.33 | 1.33
A-5001-15H-100 | Elec,pH,TB561,X-VD,3Kohm,Kynar/Viton,Insert w/Flange,100mm | 1 | 431.53 | 66.521 | 64.174 | PROX Lab
PAPN-30-6-EXT | Acce,Pch,AP1400only,6mmODx0.76mm,Ext photobleaching,BLU Tape | 0 | 74.15 | 6.043 | 4.11
247038 | Sub,PCB Assembly, RC67 Digital, Modbus, RS485 | 0 | 0 | 33.85 | 33.85
72416 | Elec,pH,GX-VF,DJ,3/4"MNPT,CPVC,#1922757-020B | 5 | 88.52 | 33.048 | 33.048 | PROX Lab
8390T | Elec,Plat,DJ,#P822900010AB,3/4"MNPT CPVC,Tuff Tip | 0 | 0 | 36.75 | 36.75
DIGITANA-028 | Elec,pH,CPVC,ASGV,DJ#H087-0017,TNC#77021220 | 4 | 126.25 | 42.856 | 55.44 | Lab-Ovh
EMC-PHP1-15MH | Elec,pH,Ryton,ASGV,Flat,DJ#PT1000,Preamp,15M | 0 | 210.12 | 78.752 | 0 | Lab-Ovh
00286011-20MM | Sub, Neoflon FEP film NF-0050,cut to 20mmOD | 0 | 0 | 0.027 | 0
00330003 | Pellets, Lead w/wire & housing | 6 | 0 | 29 | 29
77021235 | Raw,Connector,Female Audio Phone receptical 3.5mm mono | 501 | 0 | 1.45 | 1.45
RH61-P002-PT | Elec,pH/ORP,RTYON,ASGVII+PT DISC(2.5MM),PREAMP,4FT WPCABLE,T | 36 | 87.73 | 43.65 | 43.853 | Lab-Ovh
AREF146M-056 | Sub,stem,Ref,0.08"OD Ceramic Pin,0.195"x2.2"L#RH61Z-01-01 | 923 | 0 | 1.923 | 1.016 | Lab-Ovh
871PH-1A3A-3 | ELEC,PH,RYTON,DOME BULB,W/PCB,316SS,CERAMIC JCT,CABLE PER SO | 0 | 376.83 | 242.544 | 0 | Lab-Ovh
33391850-P2 | Raw,Nipple, Ryton Molded, short hex body w/blank slate | 2044 | 0 | 2.7965 | 2.35
33030004 | Raw,Tubing, Heat Shrink 3/32" black,non-adhesive | 1830.223 | 0 | 0.201 | 0.201
CCDCTRJB34SSC | COND,K=1.0,PT1000,JunctionBox,3/4" NPT,SS TAG,CALCET | 0 | 293 | 166.326 | 162.704 | Lab-Ovh
EP485QSP0010MXX | Acce,Calibration Plug for 871EC | 0 | 229.21 | 103.908 | 103.116 | Lab-Ovh
5993-85 | Elec,pH,GXVB,SJ,PT100,3'ABS,#3983501-010BTV12 | 1 | 238.06 | 122.708 | 84.76 | PROX Lab
SZ2035 | Elec,Plat,SJ,#2739601-030T,12x115mm,Red Epoxy | 2 | 51.34 | 40.888 | 40.888 | Lab-Ovh
SA9120 | Elec,Plat,Mono,#29291018-BJ,PVC | 1 | 76.06 | 36.684 | 36.684 | Lab-Ovh
SA9160 | Elec,Polarographic,#2911901-BJ,Out-put 40nA | 4 | 150.63 | 108.652 | 83.864 | Lab-Ovh
SZ240 | Elec,Gold,SJ,#2738602-DLG,12x115mm,Blue Epoxy | 0 | 109.78 | 109.425 | 71.255 | Lab-Ovh
SZ255 | Elec,Plat,SJ,#2739602-030T,12x115mm,Red Epoxy | 12 | 89.45 | 42.569 | 42.569 | Lab-Ovh
44340008 | Raw,Boot, Blue color, cover for male BNC-USE 44340017 | 569 | 0 | 0 | 0.28
8001086-B | Acce,Adapter,Female R (type F) to BNC | 0 | 0 | 18.351 | 17.869
M06-018-009 | Sub,Fitting,Hast-C,Q-Fitting Insert,#VLTTA-04-02 | 0 | 0 | 238.018 | 0 | Lab-Ovh
77280405 | Raw,Housing,Receptacle 6 POS,Molex 51021-0600 | 76 | 0 | 0.0814 | 0.08138
XC-PTSA-APP | APP DEVELOPMENT FEE | 0 | 12500 | 6600 | 0
1502202 | Tee,3/4"Pipe,SS 316,150#Threaded FNPT,"Must Be Polished SS" | 9 | 192.87 | 0 | 0
93X218903 | Elec,pH,X-5,#13-620-297 | 0 | 82.73 | 26.735 | 25.071 | PROX Lab
77021220 | Raw,Connector,TNC w/threaded bulkhead,receptical frontend | 717 | 0 | 8.35 | 8.35
8001053 | Acce,Adapter,F/BNC to Male Din, See Notes | 0 | 0 | 12.121 | 7.916
44004109 | Label,Tyco brand for shipping, .250"H x 1.5"W | 23220 | 0 | 0.0175 | 0.0175
44000109 | MRO,Ribbon, for Tyco brand labels | 6 | 0 | 5.6592 | 5.6592
77032543 | Raw,Cust, PC Board, assembled & tested 0-1000MS, w/torroida | 72 | 96.3 | 103.95 | 94.5
22092004 | Raw,O-Ring,Buna 70, 2-004 | 4241 | 0.01 | 0.013 | 0.011
A-1001-6BH | Elec,pH,TB567,X-VD,DJ,SPR,3K ohm,Kynar/Viton. | 5 | 0 | 7.709 | 0.743
V-509B-10H | Elec,pH,X-VD,DJ,TC 100 ohm,1" MPT,Int Preamp,SPR | 1 | 412.5 | 92.311 | 54.712 | PROX Lab
DOL3-0005 | Elec,ODO,ABS,AP patch,2M,TX,USB-modbus,V9.14.28 | 0 | 0 | 114.969 | 114.969 | Lab-Ovh
17281524 | Cap,Molded Polyethylene,Black Color 1/2" Dia x 1 1/2"L | 10844 | 0 | 0.0721 | 0.0721
2010430-4 | Acce,Adapter,Wiring FBNC to SL low noise coax, 4' length | 0 | 40.65 | 4.517 | 2.01
871PH-1A3A-3-40 | ELEC,PH,871PH-1A3A-3,40FT CABLE LENGTH | 0 | 544.56 | 289.061 | 0 | Lab-Ovh
PH-X7113210A | Elec,pH,2,SJ,AC,12x75mm,blk,WhtBody#6733581-17SB,APPLIKON | 6 | 33.05 | 19.275 | 11.386 | Lab-Ovh
PH-X7113215H | Elec,pH,2,SJ,AC,12x75mm,blk,WhtBody,#6733581-17HSB,HORTICOOP | 0 | 35.5 | 15.621 | 0
PH-X7113215A | Elec,pH,2,SJ,AC,12x75mm,blk,WhtBody,#6733581-17HSB,APPLIKON | 0 | 39.56 | 22.813 | 12.574 | Lab-Ovh
AGS1502-003B | Elec,Silver/Sulfide,DJ,12mmx110mm,Refillable,Glass body | 2 | 407.87 | 33.92 | 29.54 | PROX Lab
SI1L11B5-127 | Sub,stem,pH,ASG V,Dome,0.235"x5"L#H054A-W2-01 | 13 | 0 | 0.797 | 0.797 | Lab-Ovh
PAP-30-8-OBA | Acce,Patch,AP,8mmODx0.76mmTHK,Oil based acrylic. | 0 | 440.84 | 7.593 | 0 | Lab-Ovh
871EC-SP7-3K-20 | Elec,871EC-SP7-3K, 20FT cable length | 0 | 462.28 | 351.567 | 0 | Lab-Ovh
EOR-LA-001-0SN6 | Elec,ORP,PC,Red,Pt Disc 0.195",DJ,Blk S8 with Cap,EMEC logo | 2 | 61.39 | 29.241 | 23.99 | Lab-Ovh
ETU-IN-001-066P | Elec,Turbidity,RS485,0-5000NTU,2M,EMEC logo#TU90-D001 | 0 | 798 | 371.951 | 0 | Lab-Ovh
NA0AS02 | Solu,activity standard,sodium,1000ppm | 10 | 50.7 | 2.162 | 1.471
M10-018-006 | Sub,Nut,Hast-C,Q-Fitting Inter nut,#VLTTA-04-03 | 0 | 0 | 48.179 | 0 | Lab-Ovh
511179 | Solu,Ammonia,125ml bottle,internal fill,#NH3IF01 | 0 | 0 | 1.482 | 0.994
M10-018-007 | Sub,Nut,Hast-C,Q-Fitting Outer nut#VLTTA-04-04 | 0 | 0 | 119.46 | 0
M19-018-004 | Sub,Sheath,Hast-C, 17" Length,#VLTTA-04-06 | 4 | 0 | 156.171 | 155.672 | Lab-Ovh
A-10KB-6H | Elec,pH,TB567,X-VD,DJ,SPR,PT100,Kynar/Simriz | 1 | 490.89 | 93.939 | 57.947 | PROX Lab
05293588 | Raw,Chem, CMC Powder 7MF (lighter white color only) | 68038.5 | 7.49 | 0.06427 | 0.06426
M19-018-005 | Sub,Sheath,Hast-C, 37" Length,#VLTTA-04-06 | 0 | 0 | 322.671 | 0 | Lab-Ovh
V-0000-20B | Elec,pH,Ryton Cap,X-VD,DJ,SPR,No TC,12x110mm | 6 | 275.4 | 29.617 | 29.354 | PROX Lab
M03-025-012 | Sub,Connector,Aluminum,6 Pin Military For DL Cap,V-0PHB-F6 | 0 | 0 | 12.032 | 0 | PROX Lab
4TB9515-0252 | Preamp,J-Box w/Backplate,BNC to bare lead adapter and T-bloc | 0 | 0 | 453.76 | 453.76
A-10K21-4BH | Elec,pH,TB567,X-VD,DJ,SPR,3Kohm,Kynar/Simriz 1050LF,2-117. | 0 | 0 | 90.04 | 89.598
RF40240-2T | Elec,Ref,DJ,12x110mm,NH4Cl,Sealed | 0 | 0 | 3.411 | 1.058
I-2000-S3 | Transmitter,VLC,ACPower,1xCondAnalog | 0 | 1979.5 | 10.027 | 0
35807-20 | Elec,pH,XBD,#M721PVV1233T10ET,Sol(plat),Teflon,3 wires | 0 | 119.02 | 59.288 | 53.535 | PROX Lab
35808-89 | Elec,pH,XBF,SJ,#5733534CA1-003BWI6,12x110mm,30K | 3 | 63.37 | 33.11 | 33.11 | PROX Lab
I-2000-S3-LP | Transmitter,VLC,LPPower,1xCondAnalog | 0 | 1829.7 | 628.068 | 555.75 | Lab-Ovh
I-2000-D4 | Transmitter,VLC,ACPower,1xmVAnalog,1xCondAnalog | 0 | 2782 | 1083.157 | 965.74 | Lab-Ovh
3000466 | Connector,male 1/8"MPT x 1/4" tube, Hast C | 10 | 0 | 104.19 | 104.19
V-710B-6BT | Elec,pH,X-VF,DJ,12x110mm,PT100ohm,Ceramic,TuffTip,Epxy,SPR | 0 | 0 | 7.849 | 3.951
871FT4C3B3R3C40 | Elec,FT CT,871FT-4C3B3R-3C, 40FT CABLE LENGTH | 0 | 3485.46 | 3299.425 | 0 | Lab-Ovh
M09-010-070 | Sub,Insert,CPVC,W/TFE Jct .235-.156,Tuff Tip,#H0MGC-04-03 | 9 | 0 | 5.194 | 6.758 | Lab-Ovh
0061101-020FT | Cable,Extension Cable Assy, 20FT | 0 | 89.12 | 26.085 | 26.085 | Lab-Ovh
00600001 | Raw,Barstock, Peek (virgin) 1/2"OD | 10 | 12.26 | 10.5 | 10.5
ZSEN095X | Elec,CT,Amber Epoxy,Pt Plate,K=1#CT02H-P02-10X-F003TX | 39 | 51.61 | 17.5294 | 38.125
CT02HP-089 | Sub,Glass Cell,Pt Plate,K=1,0.21"ODx3.5"L#CT02H-V1-01-R | 0 | 0 | 13.299 | 0
PCE-80-PH1012 | Elec,pH,X2,DJ,#5773792-S7,12x110mm | 1 | 72.88 | 27.589 | 26.359 | PROX Lab
7791A1K-088 | Sub,stem,ORP,0.195"Pt Disc,DJ,Anulr,0.47"x3.45"L#R077M-01-01 | 0 | 0 | 7.354 | 4.688
231014 | Raw,Thermistor Assy,30K+/-0.2C Hach,7.75" in glass stem | 2411 | 0 | 5.4 | 5.4
35660-11 | Elec,Temp,41K,3.5 Phone Plug,0.156"ODx110mml,SS | 1 | 47.24 | 15.696 | 6.267
44289073 | Raw,Tubing,ClearPlasticTubes,0.75 x 8", S-11361 | 75 | 0 | 0.75 | 0.7
M18-007-001 | Sub,Cap Adap,.650"ODx.9"L,Blk ABS,forPG13.5CAP #HT28L-F4-04 | 32 | 0 | 0 | 0 | Lab-Ovh
93X219054 | Elec,Cond,K=0.01,#ECCS10-0-01TS,Titanium,1/2"MNPT long SScap | 1 | 198.72 | 108.007 | 129.69 | PROX Lab
CCDBTTJBR2C00 | Elec,COND,K=0.1,8550,JB,1-1/2"MNPT,21"L,w/saftycable&bushg | 0 | 0 | 300.231 | 0 | Lab-Ovh
M01-001-188 | Sub,Housing,Blk Kynar,0.975"ODx7.25"L,13/16-20TPI,SS Ring | 23 | 0 | 46.112 | 33.075
13-620-93 | Elec,pH,FS5,SJ,6x150mm,Glass Refill,US Standard | 0 | 0 | 26.385 | 4.17
R054-SP001AAC | ELEC,ORP,1/2NPT,PT disc(2.5mm)DJ,FBNC,AAC LOGO,Exwork APAC | 0 | 36.31 | 15.2571 | 14.8643
00110752 | Raw,Tubing,Kynar Black color 3/4"pipe sch 80,1.05"ODx.720" | 185 | 0 | 14.91 | 14.91
458P-0-20H | Assembly, Detachable Kynar for 455,456,457,458 Electrodes | 0 | 369.52 | 62.694 | 57.028 | Lab-Ovh
52402140 | Holder,1/2"BSP Kynar | 0 | 33.21 | 0 | 13
1698-10B | Elec,Plat,DJ,3/4MNPTKynarOldStyle,RedBoot,cer,#1969857O-10B | 0 | 0 | 10.825 | 12.897
35408-54 | Elec,Cond,K=10.0,#5731302-6A1-3WI8,12x130mm,Plat,30K TC | 3 | 114.73 | 54.028 | 43.688 | PROX Lab
247037 | RAW, PCB Assy, Fluorometer, RS485, Modbus, conformal coated | 94 | 0 | 147.27 | 147.27
7443A7PBEE-175 | Sub,Ref,DJ,(2)6mmSideArm,(2)Wick.05",0.47x6.89"L#F0P3G-01-01 | 29 | 0 | 0.049 | 1.271
414003-175 | Sub,Cut,Lead Free Glass,12mm(0.472")ODx0.8mm (0.0315" )wallL | 0 | 0 | 0 | 0
414011-097 | Sub,Cut,Lead Free Glass,8mm(0.325+/-0.005")ODx0.382"L | 0 | 0 | 0.002 | 0
AREFA14-127 | Sub,stem,Ref,AgCl,0.195"ODx5"L#F0P3G-01-02 | 61 | 0 | 0.991 | 1.217
AP-Y-2000 | Elec,Ref,DJ,12x130mm,AG/AGCL,Ceramic,JYC cap,SPR | 1 | 131.75 | 13.427 | 3.047 | PROX Lab
AP-6604177-2P | Elec,Ref,DJ,8x40mm,AG/AGCL,Ceramic,320 Cap,Ceramic | 0 | 0 | 6.014 | 2.617
AP-Y-1000 | Elec,pH,XVD,12x130mm,Glass,JYC Cap | 0 | 99.38 | 1.084 | 0.803
5726-24 | Elec,Oxygen,Polarographic,#O25IP27-320-07,19x320mm,PT100 | 0 | 0 | 198.45 | 198.45
35812-38 | Elec,Potassium,DJ,#KOO1508-10B,12x110mm,Epoxy,Refill | 7 | 108.53 | 21.957 | 4.665
05292142 | PNS,Chemical, Silver Chloride Powder | 1000 | 0 | 1.56 | 2.386
44340445C | Raw,Bulb Cap, .445"ID x 1.375"long clear | 9283 | 0 | 0.078 | 0.078
I00IS01 | Solu,IAS,Iodide,475ml | 0 | 0 | 2.162 | 9.75
I00AS02 | Solu,Activity Standard,Iodide | 0 | 0 | 2.162 | 2.118
SURAS01 | Solu,Activity Standard,Sufactant,475ml,0.05M Hyamine | 1 | 0 | 2.162 | 21.034
7510 | Elec,Cond,K=1.0,12x110mm,Graphite,Special TC(ICM)6 w/5 Pin | 0 | 67.43 | 29.653 | 10.107
310307 | Raw,Chem,Chloride Ionophore IV,Sigma 92332 | 100 | 0 | 6.562 | 6.562
310308 | Raw,Chem,Tridodecylmethylammonium Chloride,Sigma 91661 | 100 | 0 | 0.292 | 0.292
450435-0001 | Sub,Lower Housing,Blk ABS, and 2 O-Ring #RC67A-E4-01-R | 7914 | 0 | 0.899 | 0.60594
500323-0002 | Sub,Tube,CT25,Blk ABS,Inside Step,1.2"deep#CT25I-04-01-R | 82 | 0 | 1.449 | 1.261 | Lab-Ovh
9086-10B | Elec,Plat,DJ,12x110mm,With Boot,#7906640-10B | 6 | 93.17 | 35.181 | 30.299 | Lab-Ovh
WHA1502-003B | Elec,Water Hardness,DJ,12mmx110mm,Refillable,Glass Body | 6 | 538.27 | 28.758 | 3.386
P8222000110AB | Elec,pH,X-2F,DJ,3/4"NPT CPVC,Ceramic,Tuff Tip | 0 | 0 | 8.22 | 0
M25-003-003 | Sub,Bracket,316SS,1.25"x.85"x.25"thk,0.2"hole | 6 | 0 | 0 | 0
99030028 | Cable,C-1,Triaxial RG174 with extra shield | 9608.844 | 88.28 | 0.53 | 0.53
M25-003-004 | Sub,Bracket,316SS,2.25"x1.25"x.25"thk,1.062"&0.2"holes | 4 | 0 | 0 | 0
871CR-B3T1C1A1 | ELEC,CT R-SENSOR,0.1,PEEK,TI,3/4"NPT,PEEK BUSH,PT1K,20FT,#6 | 0 | 733.56 | 534.224 | 534.224 | Lab-Ovh
BS813CR | VP CABLE HOUSING, NYLON | 0 | 0 | 0 | 0
871FT-4C3D3R-3V | ELEC,FT CT,IND-LOW,1/2",316SS,PEEK,150LB,PT1K,CABLE SO,VT | 0 | 2852.94 | 2903.9 | 0 | Lab-Ovh
871EC-RE0-4 | ELECTRODELESS CT,LARGE BORE PEEK,100K,20FT,NO LUG | 0 | 412.24 | 339.859 | 269.976 | Lab-Ovh
876PH-TYAN-7 | PH/ORP/ISE INTELLIGENT TRANSMITTER | 0 | 247.41 | 92.732 | 459.219 | Lab-Ovh
875PH-A2Z-C | PH/ORP/ISE ANALYZER,120VAC,PIPE,NO CERT,HART | 0 | 453.75 | 150.259 | 619.9 | Lab-Ovh
871PH-3A1A3T10M | ELEC,871PH-3A1A-3T,10M cable length | 0 | 528.11 | 275.444 | 314.094 | Lab-Ovh
CL0AS03 | Solu,Chloride activity standard,100ppm,475ml bottle | 4 | 0 | 2.162 | 1.447
871PH-3A1A-3T | Elec,pH,Ryton,Bulb,w/PCB,PT1k,TI,Ceramic jct,Cable perso,TFL | 0 | 441.87 | 236.442 | 0 | Lab-Ovh
871A-3D-3-30 | ELEC,871A-3D-3,30FT cable length | 0 | 326.83 | 156.697 | 68.201 | Lab-Ovh
9555116 | Raw,O-ring,Kalrez 2-116 , 6375 compound | 3 | 72.52 | 28.86 | 28.86
05292689 | Raw,Chem, Tritolyl Phosphate, tech 90% | 850 | 23.75 | 0.068 | 0.068
A-300B-10H | Elec,pH,TB557,XVD,SPR,PT100,Kynar/Viton | 2 | 403.6 | 21.637 | 21.637
V-1000-10B | Elec,pH,XVD,DJ,T/L,SPR | 0 | 299.18 | 25.684 | 25.684 | Lab-Ovh
27502-07 | Elec,Cadmium,#CD21502-003B,12x110mm,Glass | 0 | 151.2 | 30.662 | 19.158 | PROX Lab
511183 | Solu,Nitrate Activity standard,#NO3ASO2,1000ppm,475ml | 0 | 0 | 2.162 | 1.474
1000602 | J-Box, Explosion proof, 3/4"FNPT , metal, GECEAT-2 | 12 | 184.99 | 72.5 | 72.5
1600506 | Fitting,Kynar tank mount 1-1/4" MPT for MKIA sensor,rubber | 0 | 645.46 | 185.574 | 14.104 | Lab-Ovh
A53.01090 | Acce,Cable,Sesame Cable,1.10meter,BNC to Blue phono plug | 0 | 0 | 1.391 | 0.776
13-620-273 | Elec,Ref,DJ,12x102mm,Double Refill, inner & Ref. Removable,3 | 19 | 39.85 | 17.665 | 16.953 | PROX Lab
BVA-PHF1E08-U | BALL VALVE INSERTION,PH12,1-1/4",316SS,EPDM ORING,0-8",UNGUA | 1 | 1283.69 | 956.128 | 0 | Lab-Ovh
RF0CB1 | Solu,Carbon Dioxide (CO2) Electrode Internal Fill Solution | 0 | 0 | 16.78 | 0
PH10-1N1A-3 | Elec,Dolphin,PH,DOME BULB,W/GUARD,PT100,30FTCABLE,PIN LUGS | 0 | 286.38 | 161.782 | 149.65 | Lab-Ovh
PH10-3N1A-CN | Elec,Dolphin,PH,FLAT BULB,PT100,10FTCABLE,PIN LUGS,CSA&FMC | 0 | 255.07 | 131.832 | 0 | Lab-Ovh
414012-025 | Sub,Cut, Lead Free Glass, 4.95mm (0.195") OD x 1"L | 0 | 0 | 0.002 | 0
414004-025 | Sub,Cut, Lead Free Glass, 3.40mm (0.135") OD x 1"L | 0 | 0 | 0.007 | 0
500223-0002 | Sub,DO12 body remachine,cut to 2.45"L,DOMHA-14-01-R | 0 | 0 | 0.806 | 0
BS814KB | PATCH CORD - 10 FT, HIGH TEMP, SMART SEN | 0 | 637.78 | 171.043 | 171.218 | Lab-Ovh
S-PH61-04 | Sub,PH61,TC glass stem | 0 | 0 | 0 | 0
S-PH7B-01 | Sub,PH7B,epoxy housing | 0 | 0 | 0 | 0
S-PH7D-01 | Sub,PH7D,epoxy housing | 0 | 0 | 0 | 0
S-PH87-01 | Sub,PH87,glass stem assy,ASG V,SJ | 0 | 0 | 0 | 0
CT25-AW01 | Elec,CT,ABS BK,Carbon,K=1.0,PT100#CT25A-C01-10X-F007SS | 0 | 70.26 | 23.8178 | 35.63
500309 | Raw,Cap, ABS, GREY 26.4x30 MM,for 54 series | 7699 | 0 | 0.16023 | 0.07
BS811JB-F330 | Patch Cord - 330 Feet, w/Preamp Sensor, Variopin | 0 | 1294.39 | 378.222 | 318.628 | Lab-Ovh
S-0035620-01 | Sub, 0035620 REF junction,no pack,DWG:RHISN-06-04 | 124 | 0 | 0.902 | 0.812
2779685-120-S8 | Elec,Plat,SJ,12x120mm,Sealed Reference | 0 | 0 | 31 | 31
K00AS02 | Solu,Activity Standard,Potassium 1000ppm, 475mL Bottle | 7 | 0 | 2.162 | 1.457
K00IS01 | Solu,Potassium Ionic Strength Adj.,5M NaCl,475mL (93911) | 0 | 59.61 | 2.162 | 2.12
ARINT | AR Finance Charge | 0 | 0 | 0 | 0
9903WK4T10 | Cable Assembly, 3 Conductor, 10m, Gray Jacket w/ Yellow Conr | 4 | 0 | 43.6 | 43.6
PHE-7353-15PT1K | ELEC,pH,Ryton,2.3" ins,3/4" NPT,GX5,DJ Teflon, 20ft,PT1K,BNC | 1 | 140 | 60.359 | 0 | Lab-Ovh
C95-003-TC | Sub,Cable,TC,C95,3F,Cable:200155,for RC67/68-D001 | 0 | 0 | 13.114 | 0
00190004 | SS Disc,.375"Dia x .0156"thick,for US Standard Connector | 3350 | 0 | 0 | 0
M01-035-023 | Sub,Epoxy,Clear,9.5mmODx.315"ID.x127mm | 161 | 0 | 1.606 | 1.719 | Lab-Ovh
5773783KN/4-DLG | Elec,pH,X-2,DJ,Side-Arm,KNO3 Fill,4 Buffer Cap Solution | 1 | 169.59 | 23.286 | 5.557 | PROX Lab
5672301DTR-S7 | Elec,pH,X5D,Mono,8x100mm,Straight (Same as 001611) | 3 | 99.96 | 23.587 | 23.587 | PROX Lab
9903GGCWMSCA01 | Raw, Cust,Crystal Water Monitor Sensor Cable Assy/8Pin Conn | 1000 | 0 | 0 | 0
M07-001-020 | Sub,Tube,BlackKynar,50",VitonO-RingForMK7 KynarStd,1607201 | 1 | 0 | 805.91 | 542.057
M07-010-029 | Sub,Tube,CPVC,Tube Spacer,44" Length,1807800 | 0 | 0 | 15.55 | 5.069 | Lab-Ovh
C91-020-BA | Sub,Cable,CE,20F,BNC with Black Boot,Red wire (GND) | 3 | 0 | 18.265 | 18.265 | Lab-Ovh
S021 | Elec,pH,2,SJ,12x115mm,Seal,Epoxy,AquasolLogo,AC#2732526EG-3B | 0 | 0 | 12.26 | 4.266
OSP-GRIND-01 | Outside Processing Grinding | 0 | 0 | 2.22 | 0
OSP-WELD-01 | Outside Processing Welding - $10 | 0 | 0 | 10 | 10
OSP-WELD-02 | Outside Processing Welding - $50 | 0 | 0 | 50 | 50
8001061 | Acce,Adapter,Female BNC to Metrohm Type F | 1 | 56.81 | 33.766 | 11.36
OSP-COAT-01 | Outside Processing Over-Coating for SS100AH | 0 | 0 | 157.39 | 157.387
8001045 | Acce,Adapter,US Standard to BNC, Aluminum | 0 | 0 | 46.705 | 0
OSP-CUT-01 | Outside Processing Cutting | 0 | 0 | 29.6 | 29.6
SA9100 | Elec,Reference,#2911401-BJ,AgCl Rod,High Pressure | 1 | 30.41 | 17.499 | 17.499 | PROX Lab
SA9130 | Elec,Cond,K=1.0,#2911301-BJ,Graphite,High Pressure | 10 | 28.84 | 15.613 | 15.613 | PROX Lab
SA9150 | Temp,TC,#2911001-BJV10,High Pressure | 68 | 28.05 | 11.869 | 11.869 | PROX Lab
SA9191 | Raw,Multiparameter Dummy Plug, PVC with (2) O-Ring | 243 | 12.19 | 5 | 5
X0179LC | KYNAR FILM 4" x 0.005" THICK | 6 | 0 | 82.65 | 82.65
1939834-RBJ | Elec,Plat,DJ,Red Cap,Tuff Tip,0.7" Stick-Out,1/2"MNPT | 33 | 0 | 5.727 | 4.311
PHM350 | pH/mV Model 350,with Elect#6732525-3B,120,4/7 Buffer Tablet | 0 | 73.66 | 75.884 | 49.236
NCCS-10K | Elec,Cond,Toroidal,#C3254.1-20T,1.5" CPVC | 0 | 292.83 | 171.232 | 154.077 | Lab-Ovh
875CR-J2Z-A | CT/RESISITVITY ANALYZER,100VAC,PIPE,NO CERT,STORM DOOR | 0 | 373.55 | 144.678 | 729.035 | Lab-Ovh
29041-56 | Elec,pH,X-BD,DJ,#SA73792-420-DL,420mm "A" length | 4 | 0 | 24.848 | 10.573
13-620-489 | Acce,Adapter,M/BNC to F/BNC & F/Pin | 46 | 18.78 | 3.321 | 3.207
27003-30 | Elec,pH,XBF,#1962757-010BHV1,Element,3/4"Blk Ryton,3K Ohm TC | 1 | 93.86 | 51.953 | 50.791 | PROX Lab
ECI-005 | Elec,Reference,Mono,DJ,KNO3,Clear Polymer,See Dwg | 135 | 74.71 | 18.224 | 18.224 | Lab-Ovh
CU21503-S7 | Elec,Cupric,Spring Loaded,Refillable | 1 | 675.53 | 46.294 | 46.805
35408-56 | Elec,Cond,K=0.5,4 Pin,Grpht,16mm,30K,Epoxy,#5931344-77-3WI8 | 3 | 158.19 | 46.114 | 29.706 | Lab-Ovh
00040010 | Raw,Compression HAST-C fitting 1” NPT. x ¾”tubing | 5 | 0 | 583.74 | 583.74
677969506-S7 | Elec,Plat,DJ,12x94mm,Epoxy,Guard,Special Delrin Cap,S7 | 3 | 70.18 | 46.821 | 16.685 | PROX Lab
1951020 | Lock & Load Assembly, 316SS, 1"MNPT | 0 | 1060.96 | 66.59 | 58.48
M03-025-013 | Sub,Connector,Aluminum,6 Pin Military,hex body M11-002-008 | 50 | 0 | 12.032 | 10.9
BS805YW-45 | Assy-Cable Assembly,45ft. | 0 | 222.93 | 163.308 | 0
63-0021 | Acce,Adapter,Twistlock, 1"MNPT PVC, #1011043 | 12 | 32.26 | 0.91 | 1.066
111005.5X1 | Raw, O-Ring,BN70 5.5x1mm RoHS3 | 2000 | 0 | 0.028 | 0.028
871FT-3G3D4C | ELEC,FT CT,IND-HI,2",316SS,PEEK,ANSI300 | 0 | 3565.16 | 2489.781 | 0 | Lab-Ovh
875EC-C1F-C | ELECTRODELESS CT ANALYZER,240VAC,PANEL,FM,HART | 0 | 476.2 | 130.507 | 557.359 | Lab-Ovh
14056015 | PNS,Glue, Super CA6015, 20 gram tube | 0 | 0 | 9.85 | 9.85
1600142 | Acce,Adapter,T/L Kynar 3/4" MPT for twist-lock electrodes | 0 | 99.16 | 30.41 | 33.323
PH12-2P12Q-MZZ | ELEC,12MM PH,HTDOME,PEEK 120MM,PT1K,VP,MANU,NO AGENCY CERT | 0 | 478.02 | 424.768 | 234.138 | Lab-Ovh
875PH-A2Z-A | PH/ORP/ISE ANALYZER,120VAC,PIPE,NO CERT,STORM DOOR | 0 | 456.51 | 155.487 | 604.006 | Lab-Ovh
72417 | Elec,pH,X-VF,DJ,#1922757-020BTV12,3/4"MNPT,CPVC,PT100 | 2 | 133.07 | 40.821 | 38.175 | PROX Lab
871CC-K2-9 | ELEC,CONTACTING CT,BUSHING,3/4NPT,PT100,K=0.1,TI,CELL FACTOR | 0 | 435.76 | 266.772 | 271.058 | Lab-Ovh
871EC-HP0-C | ELEC,CT,SM BORE PEEK,PT100,20FT CABLE,LUGS,CHEM | 0 | 551.33 | 376.678 | 300.205 | Lab-Ovh
99001058-010B | Acce,Cable,5MM L/N Cable,M/BNC to F/BNC | 0 | 0 | 9.816 | 5
99001058-020B | Acce,Cable,5MM L/N Cable,M/BNC to F/BNC | 0 | 0 | 13.645 | 7.25
VLTTAZ-50-SH | Acce,VLTTAZ sheath,SS316,50"L | 0 | 700.74 | 77.311 | 0 | Lab-Ovh
00040013 | Raw,Tubing,Hastaloy C 1/8"OD x .010"wall x 4"L, one end clos | 2 | 0 | 550 | 550
72450 | Acce,Cable,RG58 L/N,#99001058-025,F/BNC to M/BNC | 0 | 0 | 15.56 | 9.844
72418 | Elec,pH,X-VF,DJ,#1922757-020BTV10,3/4"MNPT,CPVC,PT1K | 2 | 124.95 | 42.842 | 20.973 | PROX Lab
VLTTAT-50-SH | Acce,VLTTAT sheath,TI,50"L | 0 | 0 | 61.229 | 0 | Lab-Ovh
72451 | Acce,Cable,RG58 L/N,#99001058-050,M/BNC to F/BNC | 1 | 0 | 25.134 | 13.919
VLTTAH-50-SH | Acce,VLTTAH sheath,HAST-C,50"L | 0 | 0 | 473.894 | 0 | Lab-Ovh
XWRT-MECH-BTAX | Acce, VSWR cable+sub TC assy,APAC supplied | 107 | 26.65 | 24.1599 | 18.84
15009506 | MRO,Air Hose for air dispencer for assembly, 6 ft | 0 | 0 | 44.28 | 28.23
44202020 | PNS,Box, Shipping 20'' x 20'' x 20'' Corrugated Double Wall | 0 | 0 | 5.8 | 5.8
CAL1503-003B | Elec,Calcium,SJ,12mmx110mm,Spring Loaded,Epoxy Body | 1 | 579.43 | 15.139 | 5.021
0017670 | PNS,Solu,Na2SO3, 2M | 0 | 0 | 0 | 0
006370 | PNS,Solu,Buffer pH 4.01 | 0 | 0 | 0 | 0
1105109 | PNS,Silicone | 0 | 0 | 0 | 0
120002 | PNS,Epoxy, Adhesive, APC 324E Black,Gal. 9#, 2A/1B | 0 | 0 | 0 | 0
120046 | PNS,Adhes,Master Bond EP21TPND.1/2 pint kit.,Blk. ROHS3# | 0 | 0 | 0 | 0
130001-12A | PNS,Adhes,Silicone. Dow Corning 160. part-A. 12LB.pk RoHS3# | 0 | 0 | 0 | 0
130001-12B | PNS,Adhes,Silicone. Dow Corning 160. part-B. 12LB/pk RoHS3# | 0 | 0 | 0 | 0
14050118 | PNS,,Silicone, Self Leveling RTV 118, 10.3oz(see part 140507 | 0 | 0 | 0 | 0
871PH-3F1A-3BT | Elec,pH,Ryton,Flat,w/PCB,PT1k,TI,Cer jct,Ryton,CableSO,VP,TF | 0 | 642.13 | 403.922 | 0 | Lab-Ovh
871PH-3F1A3BT16 | ELEC,871PH-3F1A-3BT,16FT cable length | 0 | 663.63 | 425.21 | 434.29 | Lab-Ovh
P0170UV-0001FT | ACCE,Cable,1FT | 0 | 19.88 | 5.58 | 5.68 | Lab-Ovh
99001048S-025B | Acce,Cable,RG58 L?N,1/2"MNPT CPVC BNC to BNC | 0 | 0 | 11.989 | 5.003
871EC-SP0-3-6M | ELEC,871EC-SP0-3,6M cable length | 0 | 262.39 | 158.147 | 167.535 | Lab-Ovh
P822200040AB | Elec,pH,X-2F,DJ,3/4"MPT CPVC,Ceramic Tuff Tip | 0 | 0 | 14.764 | 6.343
EP485A4H1000UXX | Acce,Calibration Plug for 871FT | 0 | 161.32 | 73.077 | 61.463 | Lab-Ovh
27003-23 | Elec,pH,BF,DJ,#1992757-10BTV12,PT100,3/4"MNPT Ryton | 1 | 83.25 | 37.31 | 34.236 | PROX Lab
ZBNH3MK050 | Acce,Membrane Kit (PK/10),Ammonia,1 O-ring,1Tweezer,#NH3MK03 | 0 | 32.97 | 1.689 | 1.689
BS811ZN | O-RING KIT,KALREZ,EC,3 INCH | 0 | 733.09 | 306.659 | 0
99220082 | Cable,C-24, Single Lead conductor, extra flex,.110"OD BLK | 729.04 | 0 | 0.357 | 0.357
PH10-1P2A-5FA | ELEC,DOLPHIN PH,DOME BULB,W/PCB,PT1K,5FT,LUG,FM | 2 | 298.69 | 204.454 | 185.752 | Lab-Ovh
V-RC68G-D001 | FC,Chlorine,GB Ryton,20F,Digital,output RS485,T,VL logo | 1 | 1181.76 | 155.839 | 100.609
V-DOGB-0001 | Elec,ODO,Ryton,Replaceable module,30K,WP,6M,Digital RS485,VL | 0 | 738.46 | 118.176 | 152.295
V-DOP1-2001 | Process ODO Probe, Gen2,PVC/316SS,30K,WP,6M,RS485,VL logo | 0 | 884.83 | 170.637 | 0
93X244305 | Elec,Cond.,K=10.0,#ECCONSEN73X,#5771302-6-10V20,Plat,30K T/C | 9 | 0 | 43.098 | 10.956
65J0110-3D8 | Temp,TC,1/4"x130mm,316SS,30K ohm,Epoxy Cap | 0 | 0 | 1.303 | 0.697
77180199 | Raw,Connector, S7 plug, DLG, Black color | 531 | 8.45 | 2.1973 | 1.4925
05299640 | Raw,Chem, Sodium Borate Decahydrate A.C.S. reagent | 0 | 0 | 0.1354 | 0.1354
05290501 | Raw,Chem,Ammonium Hydroxide A.C.S. Reagent | 0 | 0 | 0.02 | 0.02
PHE-5322-10 | Elec,pH,XVD,DJ,#199V735-010B,T/L Housing | 0 | 0 | 11.619 | 36.5
SP0386 | Sub,0.235" AGCL Pack | 8 | 25.44 | 9.621 | 9.621 | Lab-Ovh
13-620-4 | Elec,pH,FS5,Mono,12x106mm,Glass body,60"lead,US Standard | 0 | 0 | 18.668 | 6.234
13-620-94 | Elec,pH,FS5,SJ,6x60mm Glass,Refill,US Standard | 0 | 0 | 26.835 | 5.299
880000021 | RAW,BODY,HORIBA# 3200082809 (0.787"OD x 4.291"L),CUST SUPPD | 0 | 0 | 1.56 | 1.56
880000022 | RAW,KCL CAP,HORIBA# 3200533826 (1.146"L x 0.616"W),CUST SUPD | 0 | 0 | 0.18 | 0.18
WHA1508-003B | Elec,Water Hardness,DJ,12mmx110mm,Refillable,Epoxy Body | 6 | 358.82 | 44.199 | 44.199 | PROX Lab
880000023 | RAW,PROTECTOR,HORIBA# 3200082639 (0.591" OD X 0.748"L),CUSTD | 0 | 0 | 0.43 | 0.43
880000024 | RAW,SENSOR CAP,HORIBA# 3200533825 (0.709" X 0.709" 1.850" LD | 0 | 0 | 0.56 | 0.56
5995-12 | Elec,pH,X-BF,DJ,#1963734-010BTV12,1/2" MNPT | 1 | 91 | 42.978 | 11.448 | PROX Lab
880000025 | RAW,LOWER BUSHING,HORIBA# 3200082707 (0.453" OD x 0.236"L),D | 0 | 0 | 0.15 | 0.15
880000026 | RAW,CABLE WITH BNC/PHONE PLUG,HORIBA# 3200899401,CUST SUPPLD | 0 | 0 | 4 | 4
77020002 | Raw,Pin,Molex female connector pin ; 0002061103 | 6413 | 0 | 0.0797 | 0.04392
77020001 | Raw,Connector,female molex,socket receptacle Housing,2 posti | 827 | 0 | 0.0631 | 0.047
22320702 | Raw,Strain relief, Blue(285C) .117 (+-).002 ID for RG174 | 5625 | 0 | 0.3386 | 0.3386
22090801 | Raw,O-Ring,Buna 70, 8mm x 1mm | 2046 | 0 | 0.014 | 0.014
22090009 | Raw,O-Ring,Buna 70, 6mm x 1mm | 2288 | 0 | 0.075 | 0.075
22090651 | Raw,O-Ring,Buna 70, 6.5mm x 1mm | 2223 | 0 | 0.05 | 0.05
00305625 | Raw,Barstock,Delrin 9/16" OD,black color | 15 | 0 | 1.34 | 1.34
871EC-SP0-3V-6M | ELEC,871EC-SP0-3V,6M Cable Length | 0 | 261.18 | 157.041 | 124.701 | Lab-Ovh
MKXH-3D03 | Holder,MKX HastC,Simriz,PneuRetractAssy,BV,DC,Prox,3"insert | 0 | 20188 | 5576.614 | 5238.473 | Lab-Ovh
77021795 | Raw,Connector,Audio plug 2.5MM coax | 4504 | 0 | 0.7328 | 0.7328
33390011 | Raw,Cap,12mm Ryton .472" core pin | 2991 | 0 | 0.59 | 0.59
11211455 | Cap, Ultem, .482 ID x .640 OD x 1.45, Autoclavable | 481 | 0 | 1.89 | 1.89
05087246 | Raw,Chem, Mercury (1) Sulfate,98% | 400 | 0 | 8.41 | 8.41
33380625 | Ceramic Rod, 5/8" (.625), 12"Long, L5 Steatite material | 4908 | 0 | 0.3333 | 0.33
44001456 | Label,for inside glass electrode solid blue, 1.45" x 6" | 400 | 0 | 0.751 | 0.751
15381430 | MRO,Needle, Green SS green Hub, 3'' Long, p/n 8001332 | 450 | 0.49 | 0.59 | 0.59
15380015 | MRO,Needle, Gray 1.5'' Poly Tip | 1000 | 0 | 1.04 | 1.04
15300000 | Bottle, Oval 2 oz, natural color for Fisher | 216 | 0 | 0.603 | 0.603
22090237 | Raw,O-Ring,Buna 70, 0.237" OD x 0.023" Thick | 20 | 0 | 1.65 | 1.65
05290004 | Raw,Chem, Nitric Acid HNO3 ACS Reagent, 70% | 5000 | 0 | 0.0564 | 0.0564
22130009 | Raw,Foam,Closed Cell Orange for Ryton 2 hole w/202" | 1500 | 0 | 0.223 | 0.17
16001117 | MRO,Prod, Pad Printer InkBlue TPC508/30-NT,PMS 285C Fisher | 0 | 0 | 193 | 100
00030625 | Raw,Barstock, CPVC 5/8" OD | 20 | 0 | 2.5 | 2.5
14055130 | PNS,Epoxy, Resin RF5000-130 Black Color Added, 5 Gal. Unit | 3 | 0 | 673.84 | 673.84
875CR-A1F-AC | CT/RESISITVITY ANALYZER,120VAC,PANEL,FM,STORM DOOR,HART | 0 | 362.35 | 126.953 | 584.7 | Lab-Ovh
V-90GB | Elec,pH,X-VD,DJ,TC 100 ohm,1" MPT,LCJ,SPR | 0 | 478.89 | 62.637 | 62.637 | Lab-Ovh
873RS-ATPFGZ | RESISTIVITY ANALYZER,120VAC,0-10VDC,PANEL MOUNT,FM | 0 | 333.41 | 155.606 | 542.933 | Lab-Ovh
V-100B-10H | Elec,pH,XVD,DJ,T/L,TC 100 ohm,SPR | 1 | 441.71 | 31.975 | 31.975 | Lab-Ovh
871FT-3F3D3C | ELEC,FT CT,IND-HI,1-1/2",316SS,PEEK,ANSI150 | 0 | 2175.99 | 1854.8 | 1854.8 | Lab-Ovh
871EC-SP7-3V-3M | ELEC,871EC-SP7-3V,3M Cable Length | 0 | 452.73 | 314.881 | 271.641 | Lab-Ovh
310022 | Raw,Chem,Mercury(I) Chloride | 550 | 0 | 0.606 | 0.606
310210 | Raw,Chem,1,2-Propanediol,ACS,99.5%. | 5500 | 0 | 0.0565 | 0.05649
310262 | Raw,Chem,Mercury(I) Sulfate,97% | 0 | 0 | 1.5674 | 1.5674
10940 | Acce,Adapter,female bnc to lemo "V" | 0 | 0 | 32.423 | 16.27
310267 | Raw,Chem,Mercury (II) Oxide,Yellow,ACS,99.0% | 100 | 0 | 0.8901 | 0.8901
93X219029 | Elec,Cond,K=0.1,Plat Foil,12x90mm,Epoxy Body,42",#13-620-161 | 0 | 0 | 100.573 | 41.425 | Lab-Ovh
910-023-134 | Elec,pH,DJ,XVF,Teflon tuff tip,PT100,3/4"MNPT,Sol.Grnd. | 0 | 97.62 | 124.783 | 4.618
311167 | Raw,Chem,Potassium Sulfate,ACS,99.0%min | 4000 | 0 | 0.1055 | 0.1055
310070 | Raw,Chem,Sodium Sulfite,ACS 98% | 6000 | 0 | 0.01787 | 0.01787
310305 | Raw,Chem,Magnesium acetate tetrahydrate,ACS | 750 | 0 | 0.07416 | 0.07416
5600002G | Housing,Electrode Kynar TBI 556, 3/4" MPT Style w/Guard | 328 | 0 | 8.93 | 8.93
310149 | Raw,Chem,Ammonium Nitrate ACS,98% min | 2100 | 0 | 0.1814 | 0.191
4IM00242-NL | KCI Cards no Logo | 12000 | 0 | 0.0725 | 0.0725
35802-89 | Solu,Potassium Kit, Peco#:K00002K | 0 | 0 | 5.805 | 6.471
33389901 | Raw,Cust, Porous Poly Ethylene Wick,for Fisher sealed elect | 55230 | 0 | 0.33 | 0.3
V-4001-20H | Elec,pH,XVD,DJ,TC 3000ohm,3/4"MPT Kynar W/Grd,SPR | 1 | 540.64 | 60.572 | 58.952 | Lab-Ovh
BR0IS01 | Solu,Bromide Ionic Strength ADJ,5M NaNO3,475ml (940011) | 0 | 0 | 2.162 | 2.162
27011-30 | Elec,pH,X-BD,DJ,#1963778H-10BTV12,1/2"MNPT,Horizontal,PT100 | 0 | 86.79 | 40.312 | 36.371 | PROX Lab
PCE-86-PH1105 | Elec,pH,X2,DJ,#5773703-006B,12mm Glass,Free flow,#R001017-30 | 0 | 117.57 | 71.701 | 2.844 | PROX Lab
871A-1F-13-40 | ELEC,871A-1F-13,40FT cable length | 0 | 340.43 | 177.954 | 102.574 | Lab-Ovh
S-SI1L1V1C125-5 | Sub,pH glass stem assy,GX-5,0.235"ODx4.92"L#5733726-06-01 | 668 | 0 | 1.098 | 0.442
1923737TD20TV12 | Elec,pH,DJ,X2,#1923737-020TV10,3/4"NPT CPVC w/Guard,PT1K | 1 | 0 | 37.199 | 0
S-H087-01 | Sub,H087,semi assy,ASG V flat,DJ,#H087C-E6-01 | 20 | 0 | 3.45 | 3.45
RR5771424-003B | Elec,Reference,Mono,SJ,12x110mm,Red Rod,Refillable | 0 | 0 | 0 | 0
S-H087-02 | Sub,H087,semi assy,ASG V flat,DJ,w/PT100 | 63 | 0 | 6.904 | 6.904
29041-50 | Elec,pH,X-BD,DJ,#SA73792-180-DL,Autoclavable | 0 | 118.33 | 47.508 | 31.031 | PROX Lab
1240472 | Elec,pH,X-5D,Plat,PVC Lakewood,15BT,See Drawing | 2 | 117.58 | 53.751 | 46.986 | Lab-Ovh
1P2-2IST | PNS,,Inner Fill 5 mV at 7pH - Tuff Gel KCl | 0 | 0 | 0 | 0
1167155 | Elec,pH,X-5,SJ,Sealed,PVC Lakewood,30" Cable/BNC,Red boot | 0 | 0 | 2.79 | 1.3
05298736 | Raw,Chem, Tetrahydrofuran 475ML | 0 | 0 | 0.42 | 0.42
05290034 | Raw,Chem, Dibutyl Sebacate | 19.72 | 0 | 27.0588 | 27.06
44000001 | PNS,Peanuts, 15 Cubic ft per bag | 0 | 0 | 11.27 | 11.27
15000088 | MRO,Gloves, Medium, Latex Plastic Powder Free | 11 | 0 | 7.86 | 7.86
15000096 | MRO,Gloves, Large, Latex Plastic Powder Free | 15 | 0 | 7.86 | 7.86
15000095 | MRO,Gloves, Small, Latex Plastic Powder Free | 17 | 0 | 7.86 | 7.86
99221106 | Raw,Cable,C-33,6 conductor w/drain wire for B&C conductivity | 6274.5 | 0 | 0.96 | 0.96
22170004 | Raw,O-Ring,Viton-75 6mm x 1mm, Black Color | 4568 | 0 | 0.15 | 0.15
15081022 | PNS,Silicone,2-Part Silicone White Part A,4KGsize,3112Base | 1 | 0 | 387.23 | 387.23
15081023 | PNS,Catalyst for 2-Part Silicone Part B, 409g size | 6 | 0 | 44.31 | 44.31
33030012 | Raw,Tubing,Heat shrink black 1/8" W5DL 1/8 black | 205.959 | 0 | 2.5 | 2.5
44341375C | Raw,Bulb Cap,.400"ID x 1 3/8"long clear | 3663 | 0 | 0.222 | 0.198
77020119 | Raw,Female Connector,GDM #3009 J , for Eutech, & AWE | 116 | 2.62 | 3.75 | 3.75
77020120 | Connector, Gasket GDM 3-17 , for Eutech,&AWE | 170 | 0.45 | 0.865 | 0.865
77020121 | Connector,Male GSP311,PG11,(4 pc set) for Eutech,AWE cond. | 56 | 3.32 | 4.85 | 4.85
16000036 | MRO,Prod, Tool, Pad Printer 185 green printing pad | 0 | 0 | 54 | 54
77331001 | Raw,Temp,Comp,PT100,Element,100 ohms | 2889 | 0 | 1 | 1
14055000 | PNS,Epoxy, Resin RF5000,clear,no additives, 5 Gal. unit | 5 | 0 | 825.37 | 825.37
33630 | Elec,Nitrate,DJ,#NO31508-003B,Refillable,Epoxy | 2 | 196.02 | 39.462 | 37.317 | PROX Lab
16000008 | MRO,Prod, Tool, Pad Printer ICC cleaner 856 | 0 | 0 | 103 | 103
14050014 | PNS,Epoxy, Catalyst RF 14, 40 lbs., 5 Gal. Unit | 2 | 0 | 641.13 | 641.13
1P2PLUS15 | PNS,,Solution,Inner Fill, 15mV | 0 | 0 | 0 | 0
2200-IFS | PNS,Internal fill Solu,IFS | 0 | 0 | 0 | 0
2ISTK2S04 | PNS,,Solution,PolymerGel,PotassiumSulfate, 0.625M | 0 | 0 | 0 | 0
331004 | PNS,Solu,IFS,Nova pH Gel | 0 | 0 | 0 | 0
331021 | PNS,Solu,Ca+2 IFS | 0 | 0 | 0 | 0
27506-62 | Acce,Membrane Kit (PK/3 EA),#CLOMK22,Memb,O-rings | 0 | 0 | 0 | 0.072
331023 | PNS,Solu,Surfactant ISE IFS | 0 | 0 | 0 | 0
331026 | PNS,Solu,K IFS,Potassium electrolyte | 0 | 0 | 0 | 0
331033 | PNS,Solu,Ca IFS | 0 | 0 | 0 | 0
15B0120S10BSOES | Elec,Custom 316SS Ins Assy,100ohm,12" Ins, Kynar Tip,notes | 2 | 509.13 | 96.365 | 96.365 | PROX Lab
150009 | PNS,Raw,Adhesive,LOCTITE 3526 ROHS3# | 4 | 0 | 42.44 | 42.4438
00190516 | Raw,Barstock,SS 316L 5/16" OD | 112 | 0 | 4.51 | 4.51
33290135 | Solu,4MPotassiumChloride w/saturated silver chloride | 1105 | 0 | 2.1 | 2.1
33290138 | Solu,Saturated Potassium Chloride | 837 | 0 | 1.6 | 1.6
44135101 | Raw,Foam, Shipping Gray 3PC set,for ISE box,w/cut outs | 2000 | 0 | 0.87 | 0.87
77025032 | Raw,Connector,Single row housing 2 position | 95 | 0 | 0.39 | 0.39
44139125 | Raw,Foam, 9"convoluted 2 PCset,2-5/8"x1-1/4"x9"L Dark | 1508.5 | 0 | 0.18 | 0.18
44139380 | Raw,Foam, 9" Flat , 3/8"x2 5/8"x 9" Dark Gray | 2752 | 0 | 0.06 | 0.06
C2-X06-WM | Sub,Cable,WM,C2,6 inches, See Note | 14 | 0 | 1.685 | 1.368
33380030 | Raw,Ceramic Rod,.030"x 6"L,Seatite,Special Fire Material | 539.2 | 0 | 1.9416 | 0
C88-003-DX | Sub,Cable,REF (200025A),3F,Pin Plug,Black (220020) | 0 | 0 | 3.072 | 3.072 | Lab-Ovh
8000013 | * ROD, 303 .75 486 | 2 | 0 | 28.18 | 28.18
15000315 | Raw, Screw, Socket Head, 18-8 SS, 10-24 x 3/8”L MKX | 50 | 0 | 0.2449 | 0.2449
27011-02 | Elec,pH,X-2,SJ,#1963527H-010BHV10,Horizontal,PT1K,1/2"MNPT | 0 | 0 | 14.041 | 4.387
00111380 | Raw,Barstock, Kynar Natural color 1 3/8" OD | 5 | 0 | 56.32 | 56.32
00201034 | Raw,Barstock, Teflon 1 3/4" OD, virgin grade | 3 | 0 | 17.94 | 17.94
A261205P-TH | Elec,Cond,K=1.0,Graphite,3/4"NPT Pipe T,10',LM335Z T/C,PVC | 0 | 0 | 19 | 19
A-2001-20BH | Elec,pH,TB551,X-VD,DJ,SPR,3Kohm,Kynar/Viton | 1 | 556.86 | 76.194 | 76.194 | PROX Lab
95552111 | Raw,O-Ring,Kalrez 2-111,use 95552111-K,ECO#21059 | 1387 | 0 | 18.09 | 18.09
SZ151 | Elec,pH,X-2,DJ,#2733702-005B,12x110mm,Ultem with Guard | 2 | 42.61 | 25.979 | 23.953 | PROX Lab
35803-60 | Solu,ISA,#I2MNH42,2M of (NH4)2SO4 | 0 | 16.19 | 2.162 | 2.118
35803-80 | Solu,Ref Fill (R001045)Solu,0.1M(NH4)2SO4/0.01M KCl, | 0 | 8.02 | 0.916 | 0.877
SK20Y | Elec,Cond,K=1.0 Plat,#5771302-3-S8,12mmx110mm | 0 | 0 | 51.671 | 16.248
SK10Y | Elec,Cond,K=1.0,#5731301-3-S8,12x110mm,Graphite | 0 | 0 | 1.224 | 0.637
SK23T | Elec,Cond,K=10.0,#5771302-62-3BU,12x130mm,Plat,Black Boot | 0 | 0 | 46.961 | 14.464
331038 | PNS,Solu,ASI Fluoride IFS | 0 | 0 | 0 | 0
871FT-4C3D3R3V3 | ELEC,FT CT,871FT-4C3D3R-3V,3FT CABLE LENGTH | 0 | 2738.42 | 2808.24 | 2111.703 | Lab-Ovh
A-2001-10BH | Elec,pH,TB551,X-VD,DJ,SPR,3Kohm,Kynar/Viton | 2 | 409.68 | 67.584 | 13.287 | PROX Lab
A-2001-26H | Elec,pH,TB551,X-VD,DJ,SPR,3Kohm,Kynar/Viton | 1 | 421.71 | 85.396 | 73.336 | Lab-Ovh
11230499 | Raw,Chem,Silver Powder APS 4-7 micron,99.9%(metal basis) | 500 | 0 | 4.3226 | 4.624
22092028 | Raw,O-Ring,Buna 70, 2-028 | 99 | 0 | 0.06 | 0.06
1921020-ORING | Acce,Kit,O-Ring for#1921020, (2) 2-216 Viton & (3) 2-111 Vit | 0 | 0 | 0.746 | 0.752
35802-13 | Elec,Chloride,#CL01502-003B,12x110mm,Refill | 0 | 148.12 | 41.218 | 39.39 | PROX Lab
35802-43 | Elec,Sodium,DJ,#NA71502-003B,12x110mm,Refill | 1 | 118.12 | 10.763 | 4.112
ZBNH315010 | Elec,Ammonia,500mm Cable,12mm+0/-0.1,110+/-5mm,#NH31501-X18Z | 7 | 158.96 | 41.547 | 7.483
0550060 | Raw,Fitting, 303SS Cable Eye, for White Cable | 46 | 0 | 5.81 | 5.81
1507303 | Sub,Valve,Ball 316SS 1"FNPT.Standard Port,Taped for safety c | 0 | 0 | 92.496 | 0.07
1507507 | Fitting, Gland 316SS 3/4" x 1"for MKVII,1 nly&1 splt,vitO-r | 0 | 172.11 | 67.809 | 51.854 | Lab-Ovh
15000972 | MRO,Solder, Solder Tip, for Hako Solder Stations | 0 | 0 | 12.8 | 12.8
V-8000-10B | Elec,pH,X-VD,DJ,1/2" Housing,SPR | 0 | 316.27 | 32.747 | 32.747 | PROX Lab
00330004 | Pellets, Cadmium w/wire & housing | 0 | 0 | 24 | 24
331039 | PNS,Solu,ASI Na IFS | 0 | 0 | 0 | 0
331040 | PNS,Solu,HACH Na IFS | 0 | 0 | 0 | 0
00221897 | Fitting, Union 3/4" PVC ( 3 PART SET ) | 150 | 0 | 5.95 | 5.95
332035 | PNS,Solu,KNO3 High Temperature Gel | 0 | 0 | 0 | 0
332038 | PNS,Solu,Pressure Resistance Polymer Gel. w/AgCl. | 0 | 0 | 0 | 0
332045 | PNS,Solu,Buffer Solu,pH 7.00 for salt bridge w/ HEC gel | 0 | 0 | 0 | 0
332056 | PNS,Solu,2M NH4Cl Reference Filling Gel | 0 | 0 | 0 | 0
332059 | PNS,Solu,4.24 M KOH Potassium Hydroxide. | 0 | 0 | 0 | 0
332060 | PNS,Solu,Reference Fill, 3.5M KCl w/ AgCl | 0 | 0 | 0 | 0
44009001 | Raw,Sleeves,9"open ended,printed "Electrode"sleeve,blue&w | 17011 | 0 | 0.23 | 0.23
V-100B-20H | Elec,pH,XVD,DJ,TC 100 ohm,T/L,SPR | 0 | 482.6 | 38.938 | 38.938 | Lab-Ovh
333114 | PNS,Solu,DNHK Soak. 5 mg/L NH4 10mg/L K | 0 | 0 | 0 | 0
33380511 | Ceramic,Rod .500"OD x 6"L, L5 Steatite-Extruded | 2322 | 0 | 0.44 | 0.44
05291344 | Raw,Chem,Potassium Nitrate 2.5 kg | 0 | 0 | 0.16 | 0.16
33220250 | Raw,Tubing,shrink 1/4" w/adhesive,black color,4 foot lengths | 607.971 | 0 | 0.7 | 0.9023
00070012 | Raw,Glass,Pyrex 12mm (.470") STD Wall | 1478.004 | 0 | 0.165 | 0.165
33030011 | Raw,Tubing,Heat shrink blk 5/16" OD w/adhesive | 0 | 0 | 0.51 | 0.51
00600018 | Raw,Barstock,Peek 1/8" OD Natural color +.003-.000 on Dia | 32 | 4.91 | 2.29 | 2.29
99030024 | Cable,C-60,30 ga Red wire Teflon Jacket Hydrolab | 3274.994 | 0 | 0.143 | 0.143
99030036 | Wire,30 ga Hook up,Black wire Teflon coated | 1578.4 | 0 | 0.11 | 0.11
44340735C | Raw,Bulb Cap,.735"x2"Long clear | 4503 | 0 | 0.205 | 0.205
22082012 | Raw,O-Ring,Silicone 70 2-012 | 3346 | 5.86 | 0.02 | 0.02
14391107 | MRO,Gloves, Small Cotton Gloves (1 dozen/box) | 28 | 0 | 2.88 | 2.88
15380200 | MRO,Needle, Pink Plastic Taper, 1 1/4'' Full Lock Hub/GT | 1000 | 0 | 0.51 | 0.51
15380006 | MRO,Needle, Green Hub SS 1'' Long | 0 | 0 | 0.18 | 0.4
22092111 | Raw,O-Ring,Buna 70, 2-111 | 949 | 0 | 0.023 | 0.023
16000017 | MRO,Prod,Tool,Pad Printer Ink TCP508/21-NT Red, glass&pl | 0 | 0 | 100 | 100
16001115 | MRO,Prod, Tool, PadPrinterInkBlue TPC508/30-NT glass&plas | 0 | 0 | 80.73 | 80.73
16000111 | MRO,Prod, Tool, Pad printer Doctor blades Paks of 10 | 0 | 0 | 81 | 81
44009030 | Box,30ML Solution Bottle Box 1 3/8" x 1 3/8" x 2 7/8" tall | 10106 | 0 | 0.23 | 0.23
333207 | PNS,Solu,ANISE Shipping Boot Solu | 0 | 0 | 0 | 0
00300500 | Raw,Barstock, Delrin 1/2" OD,Black color | 40 | 0 | 1.35 | 1.35
33393355 | Raw,Insert, Ryton Molded Non-conductive | 1300 | 0 | 2.261 | 1.9
340001 | PNS,Acce,ASI Calomel Paste for Reference Electrodes | 0 | 0 | 0 | 0
340002 | PNS,Acce,ASI Mercury & Mercury Sulfate Paste for Refe Elecs | 0 | 0 | 0 | 0
4TB9515-0141 | Raw,Fitting, Gland ABB 316SS Hand Tight for 557 | 2 | 0 | 460.95 | 460.95
340003 | PNS,Acce,ASI Mercury & Mercury Oxide Paste for Refe Elecs.# | 0 | 0 | 0 | 0
640002 | PNS,Shrink Band, PVC Clear, 38mm x 26mm, for 20/400 cap; 144 | 0 | 0 | 0 | 0
660026 | PNS,Label Hach for Styrofoam box | 0 | 0 | 0 | 0
V-500B-10H | Elec,pH,XVD,DJ,1"MNPT Kynar,Guard,Annular Junct.,100 ohm | 1 | 480.27 | 66.608 | 66.608 | PROX Lab
1507202 | Assembly, Tube & Adapter 316SS MKVII, 16" long | 4 | 332.06 | 74.656 | 73.987
663050 | PNS,SDS,Saturated K2SO4 | 0 | 0 | 0 | 0
6B0251 | PNS,Raw,Poundo Board LG 12 x 12# | 0 | 0 | 0 | 0
V-330B-20H | Elec,pH,MKIA,X-VD,DJ,SPR,PT100,CPVC/Viton,3/4" Top Thread | 1 | 365.1 | 53.134 | 34.36
M10-003-025 | Sub,Nut,SS 316,Cond,3/4"MPT,for 1/2"Tubing,C621H Style. | 6 | 0 | 38.167 | 0 | Lab-Ovh
27003-10 | Elec,pH,XBF,#1922757-10BHV1,3/4"MNPT CPVC,3K | 1 | 107.49 | 54.553 | 54.553 | PROX Lab
CL01503-DL | Elec,Chloride,SJ,12mmx110mm,Spring Loaded, Epoxy Body | 0 | 0 | 4.016 | 1.679
M10-003-026 | Sub,Nut,SS 316,Cond,1"MPT,for 1/2"Tubing,C621H Style. | 0 | 0 | 7.317 | 0
660142 | PNS,Label,2.83"x 1.5", Pastel Blue(OL5350BX) | 2100 | 0 | 0.0173 | 0.01729
27503-82 | Solu,Reference,#R001041, 0.1M NH4Cl, 125ml | 0 | 0 | 1.482 | 0
05308041 | Raw, Chem, Tetraethyl Orthosilicate | 1000 | 0 | 0 | 0
05308042 | Raw,Chem,Tridecafluoro-1,1,2,2-Tetrahydrooctyl) Trimethoxye | 0 | 0 | 0 | 0
05308043 | Raw, Chem, Tris-(Bathophenanthroline) Ruthenium (II) Chlodie | 3 | 0 | 0 | 0
15081024 | RAW, CHEM PERMATEX BLACK SILICONE ADHESIVE SEALANT, 3 OZ | 0 | 0 | 0 | 0
V-11EE-12H | Elec,pH,X-VD,DJ,TC 1K ohm,Sol Grnd,T/L,EPDM,1.5"INS,SPR | 1 | 560.31 | 54.502 | 60.397 | Lab-Ovh
ZCAB347X | Acce,Cable,BTA cable male/male,2M.ROHS2 Vernier,# | 500 | 1.97 | 1.4 | 1.4
RC67-CABLE-MX | Sub,Cable,6C, 3F,Molex,4 Pins,RC67-2101-EC. | 0 | 0 | 17.01 | 11.677 | Lab-Ovh
22130036 | PNS,Black Silicone Foam ,Closed Cell, .250"Thk | 0 | 0 | 0 | 0
475003 | PNS,Aluminum Foil,1235-0; 0.002" X 20"#SM0001 | 0 | 0 | 0 | 0
6A0084 | PNS,Membrane,FGLP00000 cut to 7/8"x5/8" | 0 | 0 | 0 | 0
35812-48 | Elec,Water Hardness,#WHA1508-003B | 1 | 108.32 | 46.242 | 44.733 | PROX Lab
22220471 | PNS,Tape, White 1'' Wide Vinyl Electrical Tape | 58 | 0 | 5.7 | 5.7
V-3001-10H-96 | Elec,pH,MK1A,X-VD,DJ,SPR,3K ohm,CPVC/Viton,Rem Grd | 0 | 0 | 75.278 | 0.639
15011116 | Caplug, 11/16" Plug for ABS pipe,Red color | 180 | 0 | 0.3636 | 0.3636
805137 | PNS,,Honeywell Gel inner fill with Acetate | 0 | 0 | 0 | 0
0051351 | ACCE,GATE VALVE INS. | 0 | 955.27 | 261.675 | 269.418
77021141 | Raw,Connector, SMB Right Angle, Gold plated female for AWE | 63 | 0 | 4.38 | 4.38
77020138 | Raw,Connector, EMC Ferrit Band, white color | 4141 | 1.93 | 0.63 | 0.63
00600004 | Raw,Barstock,Peek (virgin) 3/4"OD,Natural | 5 | 0 | 22.75 | 22.75
44180606 | PNS,Box, Shipping 18" x 6" x 6" Corrugated Single Wall | 0 | 0 | 0.65 | 0.65
V-500B-25H | Elec,pH,X-VD,DJ,PT100,1" MPT Kynar,Guard,Annular,SPR | 1 | 553.5 | 78.179 | 73.711 | PROX Lab
44135111 | Foam,Dark Gray shipping foam for ISE style Mettler box | 177 | 0 | 1.04 | 1.04
AGCL-HNYWELL | PNS,Raw,33% metallic Silver,66% AgCl, 1%KCl for Honeywell | 0 | 0 | 0 | 0
33030008 | Raw,Tubing, Heat Shrink 3/16" black w/adhesive | 973.065 | 0 | 0.265 | 0.2736
22094017 | Raw,Quad-Ring, black buna 70, for Walchem replacement electr | 42 | 0 | 0.75 | 0.75
L-2000 | Elec,pH,L&N Cap,X-VD,DJ,SPR,12x100mm | 10 | 264.52 | 27.462 | 2.055 | Lab-Ovh
1500143 | Acce,Adapter,T/L 316SS 1" MPT for twist-lock electrodes | 11 | 229.29 | 15.161 | 15.161
AJ0002 | PNS,Solu,Ammonia ISA | 0 | 0 | 0 | 0
AJ0003 | PNS,Solu,Chloride ISE | 0 | 0 | 0 | 0
1007900 | J-Box, X-Proof with cover, Killrk , 1-1/4 FNPT. | 3 | 0 | 98 | 98
AJ0011 | PNS,Solu,Nitrate ISA | 0 | 0 | 0 | 0
AJ0012 | PNS,Solu,Lead ISA | 0 | 0 | 0 | 0
AJ0016 | PNS,Solu,Sodium ISA | 0 | 0 | 0 | 0
BS813CS | VP CABLE HOUSING | 0 | 0 | 21.069 | 0 | Lab-Ovh
PHEC-B25HD | Acce,Cable,RG58 L/N,#99001058-025B | 0 | 63.97 | 20.449 | 18.524 | Lab-Ovh
682100030 | Raw,Borosilicate Glass balls,2mm+/- .02mm,1kg/Bag,FLOW CELL# | 0 | 825.7 | 110.334 | 18.8
44341375B | Raw,Bulb Cap, .400" ID x 1-3/8"L black | 0 | 0 | 0.031 | 0.031
V-700J-10BWI6 | Elec,pH,X-VD,DJ,12x115mm,Epoxy Guard,30K,RFV | 5 | 235.44 | 33.067 | 32.845 | Lab-Ovh
93X219051 | Elec,Cond.,K=0.1,#13-620-101,Plat,10K,8Pin | 0 | 0 | 111.302 | 111.302 | Lab-Ovh
27011-52 | Elec,pH,XVBF,DJ,#196B734H-10BTV12,1/2"MNPT,Cer.Tuff,PT100 | 2 | 102.14 | 42.691 | 29.334 | PROX Lab
16106720 | MRO,Supplies,Film,Parafilm Laboratory 4'' x 125'' roll | 4 | 0 | 43.9 | 41.8
COTTON | PNS,Cotton to go inside of probes | 0 | 0 | 0 | 0
22170011 | Raw,O-ring,Flat 70 Duro Viton.842"x.617"x 1/16"Thick Gasket | 2523 | 0 | 0.36 | 0.36
1900104 | Housing,T/L Ryton Electrode,Complete W/ Pins & O-Rings | 0 | 0 | 0 | 0
C19E414-2H | Elec,Cond,K=1.0,316SS/TFE,TC 1K ohm,T/L | 0 | 0 | 2.325 | 1.48
A-3061-1BT | Elec,pH,TB557,XVSD,SPR,3Kohm,Kynar/Viton,LCJ,Tuff Tip | 0 | 357.35 | 20.581 | 20.581 | PROX Lab
KVL-115-BK | Elec,pH,XV,Tuff Tip,Kynar Jct,TC 3K,CPVC Hsng,3/4"x20",20BH | 0 | 326 | 43.998 | 35.164
00050252 | Raw,Tubing,Epoxy, Black, 0.248"OD x 0.200"ID x 0.024"wall | 838 | 0 | 3.28 | 3.28
22320704 | Raw,Strain Relief, Black color, .117"(+/-).002"ID for RG174 | 34918 | 0.19 | 0.24758 | 0.226
99039536 | Raw,Cable,C-20,6 conn,shielded,grey PVC jacket Belden #9536 | 5330 | 0 | 0.5 | 0.54
99030041 | Raw,Wire,C-47,26 ga, Teflon Coated,Red Color | 157.7 | 0 | 0.173 | 0.22
33220005 | Raw,Wire,C-46,26 ga, Green Teflon Coated | 472 | 0 | 0.17 | 0.17
15000230 | PNS,Bubble Wrap,Shipping 12''Slit x300'L,3/16''bubble,noperf | 6 | 0 | 51 | 12.75
15000220 | PNS,Bubble Wrap,Shipping 24''Slit, x300'L,3/16'' bubble | 1 | 0 | 65.8 | 65.8
44000808 | PNS,Box, Shipping, 8x8x40", Corrugated,opening on sides | 0 | 0 | 1.87 | 1.87
33380131 | Raw,Ceramic Rod,.095"Dia+/-.003" x.500"L +/-.005 on Length | 2131 | 2.27 | 0.7 | 0.7
33110052 | Raw,Ryton housing MK VII with no O-rings.0.625"ODx5"L | 8273 | 0 | 1.7995 | 1.7995
33280001 | Raw,Plastic Tweezer, Used for Ammonia Membrane Kit | 80 | 0 | 1.3175 | 1.3175
16000131 | MRO,Prod, Tool, Pad Printer Hardener HV for Glass | 0 | 0 | 83 | 83
77029772 | Raw,Connector,Taper Tip Pin,for US standard #502972-001. | 0 | 0 | 1.71 | 1.71
44003692 | PNS,Tape, Tan 2'' Wide Box Tape | 0 | 0 | 3.25 | 3.25
22095105 | Raw,O-Ring,Buna 70 .154" ID x .050" C/S. | 5074 | 0 | 0.04 | 0.04
22172012 | Raw,O-Ring,Viton 75, 2-012, Brown Color | 1507 | 0.03 | 0.034 | 0.034
33220125 | Raw,Tubing, Shrink, 1/8" Black, w/adhesive,4 foot lengths | 299.147 | 0 | 0.655 | 0.655
22320004 | Raw,Bushing,White Silicone for 107-111, 0.115 OD x 0.107 | 9809 | 0 | 0.22 | 0.22
14052216 | PNS,Epoxy, Kit, Gray, 2 part, #2216A/B, Quart Unit | 0 | 0 | 191.9 | 191.9
14390861 | MRO,Cotton swabs, Q-tip double sided, 8'' Long | 5000 | 0 | 0.0264 | 0.02642
05290084 | Raw,Chem, Sodium Acetate, 99+%, A.C.S. Reagent | 1190 | 0 | 0.11 | 0.11
05304932 | Raw,Chem,Ethylene Glycol 99%,2500gr size | 0 | 0 | 0.026 | 0.026
33200020 | Raw,Tubing,Teflon,#20 Thin Wall PTFE | 0 | 0 | 0.38 | 0.38
CS0001 | PNS,Solu,pH probe Storage | 0 | 0 | 0 | 0
HACH-IFS | PNS,HACH IFS for H1 Bulb | 0 | 0 | 0 | 0
95552012 | Raw,O-Ring,Kalrez 2-012, compound 6375 | 1 | 0 | 14.75 | 14.75
IFS-D | PNS,, Inner Reference Fill Solution for Agilent Chloride ISE | 0 | 0 | 0 | 0
LABEL | PNS,Label,General printed label on box,bag | 0 | 0 | 0 | 0
MANUAL | PNS,General printed manual,test report,certificate,instructi | 0 | 0 | 0 | 0
OFS-G | PNS,Outer Reference Fill Solution for Agilent Chloride ISE | 0 | 0 | 0 | 0
R001017 | PNS,Solution, Ref Fill, 4MKCl,Thin Gell,Double Junction | 0 | 0 | 0 | 0
RF0001 | PNS,Solu,RF,4M KCl | 0 | 0 | 0 | 0
RF0001A-DNG | PNS,Saturated KCl Dynagen Gel w/out AgCl | 0 | 0 | 0 | 0
RF0001ACMC6G | PNS,Gel,3.3M KCl w/out AgCl CMC Gel-6g CMC | 0 | 0 | 0 | 0
RF0002-04 | PNS,4M KCl+/AgCl | 0 | 0 | 0 | 0
RF0002 | PNS,Solu,4M KCl w/ AgCl | 0 | 0 | 0 | 0
05296247 | PNS,Chemical, Compound,Metadi(II), 3micron, Diamond Compound | 3 | 0 | 123 | 123
44005126 | MRO,Label,Avery 5126,5.5"x 8.5" Laser Shipping Label | 200 | 0 | 0.2172 | 0.21725
63-0032 | Elec,pH,VF,DJ,PT100,Ceramic Tuff Tip,#TP5712V12S25ET | 0 | 163.61 | 59.129 | 14.592 | PROX Lab
19-004-0001 | Elec,pH,X-5,SJ,12.5X110mm,#6732525E-110-010B | 0 | 0 | 12.573 | 4.459
19-004-0003 | Elec,pH,X-5,SJ,12mmX115mm,#PHPE130-10B,Polycarbonate | 0 | 0 | 8.419 | 3.974
19-005-0001 | Elec,Plat,SJ,12.5x110mm Epoxy,#6739625E-110-010B | 0 | 0 | 39.398 | 10.791
19-005-0003 | Elec,Plat,SJ,12.5mmX90mm Epoxy,#6739625-010B | 0 | 0 | 35.581 | 9.994
SUR1501-003R | Elec,Surfactant,Mono,12mmX110mm,Solid State,PVC body | 3 | 0 | 49.617 | 14.917
SD-PAP-1400 | Solu, ODO Acrylic Patch Coating Solution, 1400 Series | 0 | 0 | 17.55 | 0
05290615 | Pellet,LaF,Fluoride, 6mm OD x 1.5mm thick,unground/unpolishe | 215 | 0 | 12.8122 | 8.7158
M19-003-032 | Sub,Sheath,SS 316,50" Length,#VLTTA-04-06 | 0 | 0 | 69.441 | 0 | Lab-Ovh
77027079 | Raw,Connector,Male RG58 Commercial BNC gold center piece | 500 | 6.82 | 0.46 | 0.46
33390019 | Raw,Insert,Ryton Graphite,Conductive,Molded,may have voids | 1084 | 0 | 2.83 | 2.83
M19-019-013 | Sub,Sheath,Titanium,50" Length,#VLTTA-04-06 | 0 | 0 | 55.439 | 0 | Lab-Ovh
PHEC-B10HD | Acce,Cable,RG58 Lownoise,#99001058-010B,F/BNC To M/BNC | 0 | 45.45 | 9.544 | 9.544 | Lab-Ovh
M19-018-006 | Sub,Sheath,Hast-C, 50" Length,#VLTTA-04-06 | 0 | 0 | 430.896 | 0 | Lab-Ovh
M01-001-190 | Sub,Housing,Black Kynar,Rear,1/2" FPT. x 18 TPI.,45.4"L,VLT7 | 0 | 0 | 70.615 | 0
19504-04 | Elec,Conductivity,Toroidal,# C3254.3,0 to 1000mS.CPVC | 0 | 534.36 | 179.406 | 165.284 | Lab-Ovh
5773511-003B | Elec,pH,X-2,SJ,14mm Sleeve Junction,Refill | 0 | 0 | 34.74 | 27.186
875PH-A2Z-AC | PH/ORP/ISE ANALYZER,120VAC,PIPE,NO CERT,STORM DOOR,HART | 0 | 457.91 | 157.074 | 153.726 | Lab-Ovh
871EC-HP0-7C | ELECTRODELESS CT,SM BORE PEEK,PT100,20FT,MCONN,CHEM | 0 | 484 | 337.261 | 396.216 | Lab-Ovh
871CR-C4G4D1J1 | ELEC,CT R-SEN,10,PEEK,GP,4"INSER,3/4"NPTPEEK BUSH,PT1K,80FT6 | 0 | 2117.68 | 1864.16 | 0 | Lab-Ovh
871FT3E4B3C3CP0 | ELEC,FT CT,871FT-3E4B3C-3CP,100FT CABLE LENGTH | 0 | 2789.07 | 2802.48 | 0 | Lab-Ovh
22325501 | Raw,Bushing, Separator, Black, for235 glass,w/2 holesfor.050 | 4850 | 0 | 0.04642 | 0.03429
875EC-C1U | ELECTRODELESS CT ANALYZER,240VAC,PANEL,UL | 0 | 474.8 | 128.92 | 542.197 | Lab-Ovh
BS811HW-F030 | ACCE,Extension cable - Preamp Sensor; 30FT | 0 | 154.14 | 42.706 | 28.603 | Lab-Ovh
871PH-4P3B | ELEC,PH,CPVC,DOME BULB,W/PCB,PTFE,316SS,CERAMIC JCT | 0 | 478.72 | 236.379 | 262.177 | Lab-Ovh
00041125 | Raw,Barstock, Hastaloy C 1-1/8"OD ,276 grade | 0 | 0 | 118.5 | 118.5
V-110B-20H | Elec,pH,X-VD,DJ,PT100,1.5" Insert,Sol,SPR,T/L | 0 | 509.89 | 60.375 | 60.727 | Lab-Ovh
511190 | Solu,ISA,Chloride,5M NaNO3,#CL0IS01,475mL | 0 | 0 | 2.162 | 10.221
N031502-003B | Elec,Nitrate,DJ,12mmX110mm,Refillable,Glass Body | 4 | 497.24 | 23.305 | 23.305
RF0002A-DNG | PNS,Saturated KCl Dynagen Gel w/ AgCl | 0 | 0 | 0 | 0
PH10-3N4A-2 | ELEC,DOLPHIN PH,FT BULB,PT1K,20FT CABLE,PIN LUGS | 0 | 219.62 | 99.487 | 102.097 | Lab-Ovh
TP531VV12310ET | Elec,pH,X-VD,1"MNPT Kynar,Notched Ceramic | 0 | 0 | 90.37 | 90.37
PHE-1304-NB | Elec,pH,X-5,SJ,Amplifier w/out battery,#5732525NB-3B | 1 | 52.47 | 26.249 | 26.249 | Lab-Ovh
1165391 | Elec,pH,X-2D,DJ,#6773720-15BHV6,12x108mm,Ryton lip off | 2 | 161.93 | 69.89 | 66.64 | PROX Lab
CL57-020 | Elec,Double Platinum disk,#1929057-020T,3/4"MNPT,ceramic | 1 | 171.02 | 54.163 | 25.464 | Lab-Ovh
99030013 | Cable,C-26,RG174,HiTemp,L/N,coax.orange conductor,blk jacket | 4981.75 | 0 | 0.58 | 0.58
22320708 | Raw,Strain Relief, Black Color, .100” Coax cable | 5510 | 0 | 0.44 | 0.261
20810P9 | PREAMP, Unpotted for Rosemount 2081ph & 3081ph | 9 | 0 | 35 | 35
44009009 | Raw,Sleeve,Electrode "KEM" 9" two color, blue/black | 3553 | 0 | 0.23 | 0.23
51452388-001 | Tube,Ryton,Potted into T/L hsng for FET,All Viton o-rings | 0 | 31.47 | 8.675 | 7.27
_MANUAL_INVOICE | Manual Invoice | 0 | 0 | 0 | 0
48-0131 | Pin,Ceramic.095"Dia x.500"Long,Peco Cer095-.500,#33380131 | 0 | 5.4 | 1.15 | 1.15 | Lab-Ovh
48-0132 | Disk,Ceramic .810"Dia x.210"Thck, .518"Hole,Peco Cer810-.210 | 268 | 11.23 | 0.555 | 0.555
ZBCAL15010 | Elec,Calcium,Mono,#CAL1501-X18Z,12+/-.1x110+/-5mm | 2 | 161.99 | 15.588 | 16.411
V0R1431000 | Acce,Cable,RG174,LowNoise, German DL to Strip, Peco# 9001041 | 0 | 0 | 6.448 | 6.685
93X219018 | Elec,Cond,K=0.01,#ECCS10-0-01S,#C527-1-1S-25T,316SS,nyloncap | 3 | 91.97 | 62.13 | 62.13 | PROX Lab
RF0002ACMC6G | PNS,Gel,3.3M KCl w/ AgCl CMC Gel-6g CMC | 0 | 0 | 0 | 0
RF0007-08 | PNS,Solu,Reference filling, 10% KNO3, 8oz | 0 | 0 | 0 | 0
93X219048 | Elec,Cond,K=0.3,#EC91346S,4 PinSS,3/4"MPT Ryton,3Wires PT100 | 2 | 298.58 | 103.245 | 103.245 | PROX Lab
RF0007 | PNS,Solu,RF for Chloride | 0 | 0 | 0 | 0
8390R | Elec,Cond,K=1.0,#5571302F-32-3BU,6x110mm,Plat Foil,PT1K | 0 | 0 | 47.5 | 47.5
RF0012 | PNS,Solu,RF for Potassium,#RF0012-01 | 0 | 0 | 0 | 0
RF0019 | PNS,Solu,Reference fill DJ for Sodium | 0 | 0 | 0 | 0
RC2K5N | Elec,Plat Band,DJ,#MH116M3MZ,Insertion,Kynar,use w/GLI | 0 | 0 | 0.284 | 0.114
RF1001 | PNS,Solu,Ammonia Internal fill | 0 | 0 | 0 | 0
04-400-50 | Elec,pH,DJ,#1962757-003B,3/4"MNPT Ryton | 0 | 0 | 14.922 | 4.704
871CC-E2-4 | ELEC,CONTACTING CT,TWIST LOCK,K=0.1,LUGLESS T | 0 | 479.33 | 275.236 | 278.304 | Lab-Ovh
V-2T0B-2BT | Elec,pH,MK7,X-VD,DJ,SPR,PT100,Teflon | 1 | 481 | 28.024 | 28.024 | Lab-Ovh
875EC-C1F-A | ELECTRODELESS CT ANALYZER,240VAC,PANEL,FM,STORM DOOR | 0 | 478.97 | 135.736 | 135.592 | Lab-Ovh
5662-40 | Micro flow-cell,6000ul,glass T,Flow-thru T,peco#1071001 | 1 | 142.92 | 38.423 | 38.436
871FT2G1A1T3C50 | ELEC,FT CT,871FT-2G1A1T-3C,50FT CABLE LENGTH | 0 | 2763.93 | 2659.342 | 1651.545 | Lab-Ovh
871FT-2G1A1T-3C | ELEC,FT CT,IND-LOW,2",PEEK,TRI-CLAMP,PT100,CABLEPERSO, | 0 | 1727.11 | 2713.313 | 0 | Lab-Ovh
192FL57-DL | Elec,Fluoride,3/4" MPT CPVC,Sealed | 1 | 554.53 | 48.101 | 0
SCP-735-CP-020B | Elec,pH,G-VF,DJ,#1922757-020B,3/4"MPT CPVC,Hex | 1 | 79.8 | 28.488 | 27.946 | PROX Lab
SCP-737-CP-020B | Elec,pH,XVD,DJ,#192V737-020B,3/4"MNPT Guard | 2 | 83.42 | 37.466 | 36.053 | PROX Lab
CU01501-003B | Elec,Copper,Mono,12mmx110mm,Solid State,Epoxy Body | 0 | 0 | 0 | 0
871PH-3F1B-3-30 | ELEC,871PH-3F1B-3,30FT cable length | 0 | 511.53 | 263.965 | 0 | Lab-Ovh
871PH-3F1B-3 | ELEC,PH,RYTON,FLAT,w/PCB,PT1K,TI,CER JCT in PTFE,CABLEPERSO | 0 | 428.58 | 228.183 | 0 | Lab-Ovh
05298995 | Raw,Chem, Sodium Perchlorate, 98+% A.C.S. Reagent | 1250 | 0 | 0.29154 | 0.29154
33200016 | Raw,Tubing,Teflon,#16 Thin wall PTFE | 1895.8 | 0 | 0.235 | 0.235
M02-004-079 | Sub,Cap,Blk Delrin,0.5"ODx1.5"L,for 9mm Tubing,MBNC on top | 269 | 0 | 0.218 | 0.218
STIR-VAL | Acce,Stirring Station,3 Acce items.ROHS2 Vernier#XSTRIXA | 0 | 52.35 | 38.2678 | 47.85
SCR-739-CP-020B | Elec,Platinum,DJ,#1929857-020B,3/4"MPT,CPVC Hex | 0 | 101.14 | 46.175 | 39.075 | PROX Lab
MKXH-3D10 | Holder,MKX HastC,Simriz,PneuRetractAssy,BV,DC,Prox,10"insert | 0 | 0 | 5815.414 | 0 | Lab-Ovh
MKXZ-A03 | Holder,MKX 316SS,Viton,PneuRetractAssy,BV,AC,Prox,3"insert | 0 | 4195.91 | 1542.108 | 0 | Lab-Ovh
MKXZ-D03 | Holder,MKX 316SS,Viton,PneuRetractAssy,BV,DC,Prox,3"insert | 0 | 4321.79 | 1491.115 | 1355.397 | Lab-Ovh
MKXZ-D10 | Holder,MKX 316SS,Viton,PneuRetractAssy,BV,DC,Prox,10"insert | 0 | 4787.43 | 1675.254 | 1562.423 | Lab-Ovh
M01-015-049 | Sub,Epoxy,Blue,12mmODx.400"IDx110mm Length, No Guard | 99 | 0 | 2.188 | 2.188
7599AA-108-VII | Sub,stem,pH,ASG VII Dome,SJ,0.472"/0.195"x4.264"L#H002G | 37 | 0 | 0.015 | 0
33200014 | Raw,Tubing,Teflon,#14 Thin wall PTFE | 1000.932 | 0 | 0.55 | 0.55
33200022 | Raw,Tubing,Teflon #22 Thin Wall PTFE | 266.769 | 0 | 0.122 | 0.219
22327706 | Raw,Bushing,Separator White for 235"glass,w/2 holes for.050" | 2147 | 0 | 0.39 | 0.39
22320706 | Raw,Strain Relief, Red(485C) Color.200 +/-.002" ID for 5mm C | 5490 | 0 | 0.26 | 0.26
SD0CA4-500 | PNS,Solu,Calcium Standard,100ppm,# | 0 | 0 | 0 | 0
871PH-4A1A | ELEC,PH,CPVC,DOME BULB,W/PCB,PT1K,TI,CERAMIC JCT,20FT CABLEG | 0 | 511.71 | 278.818 | 267.501 | Lab-Ovh
M07-010-033 | Sub,Tube,CPVC,Tube Spacer MKX,w/Ball Valve,5" Insertion | 0 | 0 | 7.868 | 0 | Lab-Ovh
15314862 | PNS,Solder, Wire,Solder .062" Dia, Lead Free ,1 Lb spool | 2 | 61.69 | 57.65 | 57.65
44001459 | Label,for inside of glass electrode black color,1.50" x 24"L | 505 | 0 | 2.67 | 2.67
00300750 | Raw,Barstock, Delrin 3/4" OD black color | 24 | 0 | 1.64 | 1.64
77280300 | Termination, Gold Female connector for reference. | 100 | 0 | 8.98 | 8.98
00360500 | Raw,Barstock, Kel-f 1/2" Rod refer to PCTFE | 0 | 0 | 30.7 | 30.7
SD0SF2 | PNS,Solu,Sulfide Standard# | 0 | 0 | 0 | 0
SD2002 | PNS,Solu,Ammonia Standard | 0 | 0 | 0 | 0
SD2012 | PNS,Solu,Chloride Standard | 0 | 0 | 0 | 0
SD2038 | PNS,Solu,Potassium Standard | 0 | 0 | 0 | 0
SD2040 | PNS,Solu,Silver Standard | 0 | 0 | 0 | 0
SD2044 | PNS,Solu,Sodium Standard, 1000ppm | 0 | 0 | 0 | 0
1929805S-DL | Elec,Plat,DJ,#22094017,Tuff Tip,Waclhem Replace,Quad Rin | 1 | 223.39 | 5.752 | 4.427
SDNT01-500 | PNS,Solu,Nitrate Standard, 1ppm# | 0 | 0 | 0 | 0
99001048S-020B | Acce,Cable,RG58 Low Noise, 1/2" CPVC cap, w/BNC to BNC | 0 | 79 | 10.075 | 20.286
SDNT10-500 | PNS,Solu,Nitrate Standard, 10ppm# | 0 | 0 | 0 | 0
SDNT100-500 | PNS,Solu,Nitrate Standard, 100ppm# | 0 | 0 | 0 | 0
M0500P1-M1 | Membrane,O2,SS replacement,19 and 25 body,1 of 2-014&2-015 | 0 | 59.47 | 0.3 | 0.072
6921312-3S-T | Elec,Cond,K=1.0,20x70mm,Graphite,CPVC,Sub assembly,AWE | 23 | 44.51 | 12.031 | 12.031 | Lab-Ovh
871CC-A64EP353G | ELEC, 871CC-A6-4,W/GROUNDING | 0 | 390 | 189.282 | 0 | Lab-Ovh
247039 | Raw, PCB Assembly, FMI DOPO2 | 50 | 0 | 180.4339 | 180.4339
C3282LB | TERMINAL | 0 | 0 | 0 | 0
M01-021-002 | Raw,Housing only,Blk PEEK,w/Small Flange,ELM-005 | 3672 | 0 | 11.75 | 11.75
PAP-60-3 | Acce,Patch,AP,High Performance,3mmOD for non-invansive 02 | 0 | 53.56 | 2.501 | 0 | Lab-Ovh
C93-X32-TQ | Sub,Cable,22AWG (200102),32",3-Pin FM Molex (233010,233009) | 0 | 0 | 4.927 | 0
0099810 | Acce,Molded,Backed,Slide,Cover,TCP, Pantone black,PR7 | 100 | 1.22 | 0.22482 | 0.35059
0099820 | Acce,Molded,Cover,Slide,TCP, Pantone black,PR7 | 100 | 1.68 | 0.7203 | 0.11725
0099830 | Acce, Mold PT, Slide, TCP,PR4 | 100 | 1.12 | 0.20753 | 0.14149
C91-003-PD | Sub,Cable,CE,3F,Male Variopin,Foxboro,pH,3 TCs,GND. | 0 | 0 | 56.491 | 36.557 | Lab-Ovh
C32-015-HB | Sub,Cable,HB,C32,15 FT,Spade lug:77282226,Cable:99030045 | 30 | 0 | 7.028 | 7.028 | Lab-Ovh
ISTEK-387 | Elec,pH,XVD,DJ,#V-7000-15HB,12x115mm,Frit,FixedGrd,RFV,NoLog | 5 | 52.96 | 20.358 | 20.358 | Lab-Ovh
AREF116M-080 | Sub,stem,Ref,0.08"OD Ceramic Pin,0.325"ODx3.15"L#F0HKG-11-02 | 21 | 0 | 0.027 | 0.027
AREF56M-052 | Sub,stem,Ref,0.08"OD Ceramic Pin,0.135"ODx2.05"L#F0HKG-11-01 | 10 | 0 | 0.032 | 0.025 | Lab-Ovh
414011-080 | Sub,Cut,Lead Free Glass,8mm(0.325+/-0.005")ODx80mm(3.15")L | 0 | 0 | 0.002 | 0
PME-E-010TV12 | Elec,Dual Plat,SJ,#2739092S-010TV12,Epoxy,No Guard | 1 | 208.46 | 63.562 | 44.173 | Lab-Ovh
R-57-V12 | Elect,Mono Ref.,DJ,#5731403-3TV12,.250 ceramic,sealed,PT100 | 0 | 0 | 12.523 | 2.21
HABP635W-225-S8 | Elec,pH,X-VD,DJ,Wick,Washer Teflon & O-ring | 0 | 264.83 | 7.427 | 1.256
27507-00 | Elec,pH,BF,SJ,#5733534A10-3BG,Sealed,Epoxy,30K TC,Beckman | 0 | 54.12 | 33.458 | 33.458 | PROX Lab
19500-20 | Elec,Cond,K=1,#5771302-34-010T,Platinum w/10K Thermistor | 0 | 140.16 | 59.34 | 37.859 | Lab-Ovh
BS807CX-10M | CABLE ASSY, PVC, LUGGED, 10M | 0 | 0 | 36.628 | 0
BS807CX-3 | CABLE ASSY, PVC, LUGGED, 3FT | 0 | 0 | 10.26 | 0
M04-003-008 | Sub,Cable,SS 316,Safety Cable For C35,27"Insert. Length | 0 | 0 | 15.951 | 0
M07-003-079 | Sub, Tube, 316SS, Conductivity K=0.1, 0.75"OD x 34"L | 1 | 0 | 46.314 | 57.172 | Lab-Ovh
93X218880 | Elec,pH,X-5,SJ,#13-620-AP55,12x106mm,30K TC,Refill | 0 | 0 | 39.055 | 32.11 | PROX Lab
93X218884 | Elec,pH,X-5,DJ, Tuff Tip,#13-620-183A | 1 | 50.32 | 28.328 | 28.328 | Lab-Ovh
93X218886 | Elec,pH,SJ,#13-620-285,Refill,10mm Glass Body | 0 | 59.21 | 33.063 | 33.063 | Lab-Ovh
C20-015-TC | Sub,Cable,TC,C20,15 Feet,Strip and Tin,Cable:99039536 | 0 | 0 | 8.672 | 0
HPL12GX1F010B | Elec,pH,GXVF,DJ,12x110mm,Epoxy,#573V711E-010B | 0 | 63.63 | 27.204 | 25.918 | PROX Lab
LC-12-31-020H | Elec,Cond,K=1.0,#2731312-31-020H,12x110mm,Graphite,PT100 | 10 | 88.4 | 34.332 | 21.251 | Lab-Ovh
HPL-12-GX2-003B | Elec,pH,GX5,SJ,12x115mm,Sealed,Polycarbonate,#PHPE130-3B | 7 | 27 | 7.535 | 3.141
LC-12-34-010H | Elec,Cond,K=1.0,#2731312-34-010H,12x110mm,10K Therm | 4 | 80.65 | 31.856 | 31.856 | Lab-Ovh
93X218865 | Elec,pH,X-5D,#EC100GTSO05B,#M721SBV1233T16BT | 1 | 102.57 | 65.716 | 65.716 | Lab-Ovh
93X218864 | Elec,pH,X-5D,DJ,Plat(Sol),#ECARGTS005B,#M721P50003T16BT | 20 | 80.72 | 52.439 | 11.34 | Lab-Ovh
13-620-100 | Elec,Cond,K=1.0,2 Plat,12x90mm,Epoxy,8pin DIN,10K | 18 | 123.65 | 74.325 | 74.325 | Lab-Ovh
93X219126 | Elec,Plat,DJ,#ECHPTTSOO5B,Teflon,3/4" MNPT with Guard,SOL | 3 | 115.81 | 72.968 | 72.968 | Lab-Ovh
M07-010-034 | Sub,Tube,CPVC,Tube Spacer MKX,w/Ball Valve,7" Insertion | 0 | 0 | 9.752 | 0 | Lab-Ovh
V-200B-2BT | Elec,pH,XVD,DJ,MK7,SPR,PT100,Ryton/Viton | 0 | 438.83 | 20.708 | 20.708 | Lab-Ovh
M07-010-035 | Sub,Tube,CPVC,Tube Spacer MKX,no Ball Valve,5" Insertion | 0 | 0 | 7.229 | 0 | Lab-Ovh
M07-010-036 | Sub,Tube,CPVC,Tube Spacer MKX,no Ball Valve,7" Insertion | 0 | 0 | 7.813 | 0 | Lab-Ovh
M01-035-021 | Sub,Epoxy,Clear,12mmODx.400"IDx130mm Length,NoGuard,Refill | 36 | 0 | 2.479 | 2.515
Y-410E-X18MF6 | Elec,pH,X5,DJ,PT1K,3/4"MPT Kynar w/Grd,SPR,(SG),X18,MF6 | 0 | 550 | 75.445 | 0 | Lab-Ovh
Y-410E-15MF6 | Elec,pH,X5,DJ,PT1K,3/4"MPT Kynar w/Grd,SPR,(SG),15F,MF6 | 0 | 550 | 86.37 | 0 | Lab-Ovh
C13-015-FH | Sub,Cable,FH,C13,15 FT,6 male pin:FH , Cable:99030241 | 0 | 0 | 30.603 | 0
C13-X18-FH | Sub,Cable,FH,C13,18 inches,6 male pin:FH , Cable:99030241 | 0 | 0 | 20.863 | 0
5081P-HT2167 | Meter,Rosemount,Transmitter2Wire,FMApproved,W/Remote | 0 | 2767.02 | 2252.75 | 2252.75
2010730S-10 | Acce,Adapter,Wiring FBNC/MMolex to Hanked, S=ZV Cable, 10' l | 1 | 177.19 | 8.878 | 8.878 | Lab-Ovh
C32-030-BF | Sub,Cable,BF,C32,30FT,BNC with Black Boot | 0 | 0 | 8.36 | 7.121
PCE-83EX1000 | Acce,Cable,RG174 L/N,#99001048-003B | 0 | 13.86 | 3.98 | 3.03
R001011-500 | Solu,Reference fill,KCl/AgCl Saturated liquid | 0 | 47.14 | 25.315 | 3.431 | Lab-Ovh
ST21Y | Elec,Temp Comp,#5771001-S8V10,12x110mm,PT1K | 0 | 0 | 10.326 | 7.889
27503-75 | Solu,Reference,#R001015,10% KNO3,125mL | 0 | 6.17 | 1.482 | 1.399
SUR1502-003B | Elec,Surfactant,DJ,12mmx110mm,Refillable,Glass body | 1 | 0 | 23.65 | 12.515
15090340 | PNS,Compound, Dow Corning Heat Sink # 340 | 30 | 0 | 24.76 | 24.76
310257 | Raw,Chem,Sodium Citrate Dihydrate,Reagent | 4500 | 0 | 0.0618 | 0.06183
C19E114-10H-83 | Elec,Cond,K=0.01,316SS/PTFE,TC 1K ohm,83mm Insertion | 1 | 341.5 | 46.656 | 46.656 | PROX Lab
310260 | Raw,Chem,Silver powder,-35+45mesh,99.9%, | 30 | 0 | 3.5523 | 3.5523
310252 | Raw,Chem,Ammonium Iron(II)Sulfate Hexahydrate | 700 | 0 | 0.2036 | 0.2036
16001113 | MRO,Prod, Tool, Pad Printer Hardner HN for Pasco Ink | 0 | 0 | 55 | 55
310253 | Raw,Chem.Ferric Ammonium Sulfate,Hydrated Reagent | 750 | 0 | 0.2004 | 0.2004
310291 | Raw,Chem,Sodium Iodide,ACS,99.5% min | 70 | 0 | 0.4927 | 0.4927
310187 | Raw,Chem,Benzethomiun Chloride Hyamine | 250 | 0 | 0.304 | 0.304
35803-84 | Solu,Reference Fill,#R001061-125,4M KCl W/ Glycerol | 0 | 8.1 | 1.482 | 1.399
310188 | Raw,Chem,Sodium Dodecyl Sulfite min 98.5% | 500 | 0 | 1.181 | 1.181
00070025 | Raw,Glass,Pyrex 25mm OD x 22mm ID x 4ft L (1.5 mm wall) | 58.004 | 0 | 3.08 | 3.08
V-0000-3B | Elec,pH,XVD,DJ,12mmx110mm | 3 | 237.25 | 26.365 | 8.237 | PROX Lab
414014-102 | Sub,Cut, Lead Free Glass, 5.97mm (0.235") ODx4"L | 0 | 0 | 0 | 0
SI1L1V1B7-102 | Sub,stem,pH,ASG VII,Slight Dome,0.235"x4"L#H0HKG-02-01 | 0 | 0 | 0.808 | 0.705 | Lab-Ovh
F0HK-SEMI | Elec,REF,0.325"ODx3.15"L,DJ,Glass,F0HKG-X00-D0X-X00XXX | 0 | 35.02 | 12.462 | 12.231 | PROX Lab
H0HK-SEMI | Elec,pH,0.235"ODx4"L,ASGVII(slight Dome),Fill,2"Blk wire. | 1 | 22.37 | 2.58 | 2.129 | Lab-Ovh
M01-002-020 | Sub,Ryton,Housing,T/L,33391850-P2,re-work for strain relief. | 1 | 0 | 4.11 | 0 | Lab-Ovh
M05-004-029 | Sub,Cap Plug,Delrin,0.85"ODx0.2"L,for T/L Housing,strain ref | 2 | 0 | 1.078 | 0
16105118 | MRO,Abrasives,Sandpaper,Carbinet 8"disc, 600 grit w/Adhesive | 100 | 0 | 0.96 | 0.96
00210630 | Raw,Barstock, Ultem black 5/8"OD | 98 | 0 | 5.31 | 5.31
33150500 | Raw,Fitting,Blk Plastic, Parker Fast & Tight,1/2"x 1/2"Tube | 643 | 0 | 2.27 | 2.27
PB12-XXX1 | Elec,ISE.Lead,module,Grey PVC,solid state,gold pin#003341 | 0 | 0 | 15.55 | 0
33AND010-SK | Acce, Starter Kit, Lead (PK/3 Sensors) | 0 | 0 | 62.699 | 62.699 | Lab-Ovh
15280335 | Raw,Pipet,Transfer Pipet,Med Tip for Gen Purpose,No.3351 | 3944 | 0.36 | 0.1381 | 0.13808
6793A1D8-132 | Sub,stem,ORP,.25"Pt Bd,DJ,Anlr,0.31"/.165"x5.2"L#R081V-01-01 | 0 | 0 | 13.612 | 0
7740A1M-131 | Sub,stem,ORP,3mmGold Disc,DJ,Annular,.472"x5.13"#R087V-S1-01 | 0 | 0 | 9.964 | 0
PHEC-B50HD | Acce,Cable,RG58,5MM L/N Cable,#99001058-050B,M/BNC to F/BNC | 0 | 0 | 25.134 | 13.919
957ND-235-VD | Sub,pH,SJ,VD,12x235mm Length,2ceramic Wick .04,Thick Wall | 17 | 0 | 0.085 | 0.088
73394 | Elec,pH,X5,SJ,12X115mm,Blue PC#PHPE130-T,Cust PCB Assy | 11 | 426.26 | 98.235 | 93.185 | PROX Lab
73395 | Elec,Plat,DJ,12X115mm,Red Epoxy,#7306940-T,Cust PCB Assy | 1 | 435.96 | 119.964 | 109.165 | PROX Lab
M01-001-189 | Sub,Housing,Blk Kynar,.9"ODx6.83"L,18TPI,JLT,TuffTip,A-35151 | 43 | 0 | 25.715 | 25.715 | Lab-Ovh
C95-020-TC | Sub,Cable,TC,C95,20 Feet,Cable:200155,for RC67/68-D001 | 0 | 0 | 72.973 | 0 | Lab-Ovh
C95-020-TCA | Sub,Cable,TC,C95,20 Feet,Cable:200155,for RC68 4-20MA | 0 | 0 | 70.686 | 68.765 | Lab-Ovh
C95-020-TCV | Sub,Cable,TC,C95,20 Feet,Cable:200155,for RC68 0-5V | 0 | 0 | 68.78 | 0
2010430-5 | Acce,Adapter,Wiring FBNC to SL low noise coax, 5' length | 0 | 43.13 | 5.422 | 5.445 | Lab-Ovh
44000035 | Raw,Bag, Clear Ziplock 3'' x 5'' 2 mil | 13057 | 0 | 0.0094 | 0.01043
27001-72 | Elec,pH,X-BD,DJ,#1963778-010BTV12,1/2" MNPT | 0 | 73.96 | 35.562 | 34.253 | PROX Lab
NH3MK01 | Acce,Membrane Kit (PK/10),Ammonia | 0 | 78.93 | 1.685 | 1.407
29029-00 | Acce,Cable,Detachable Lead,3mm Lownoise,#9001091-005B | 0 | 0 | 13.877 | 5.6
27504-18 | Elec,Iodine,#I001508-003B,12x110mm | 1 | 121.12 | 57.335 | 50.332 | PROX Lab
27077-06 | Elec,Fluoride,#F001580-10T,12x80mm,Sealed Reference | 0 | 143.09 | 43.907 | 43.907 | PROX Lab
35606-53 | Elec,Cond,K=0.1,#57313024A1-3BG2.5,Plat,30K,TC | 0 | 139.5 | 98.754 | 42.851 | PROX Lab
5663-44 | Acce,Cable,Detachable Lead, Oxygen, For Temp Comp, #9001092- | 0 | 57.26 | 15.633 | 26.157
310255 | Raw,Chem,Cadmium Nitrate 99.99% min. | 55 | 0 | 1.78 | 1.78
M07-005-013 | Sub,Tube,PEEK,Tube Spacer,MKX,w/BV,7" Insertion,22.25"L | 0 | 0 | 76.006 | 0 | Lab-Ovh
M07-005-014 | Sub,Tube,PEEK,Tube Spacer,MKX,w/BV,10" Insertion,28.25"L | 0 | 0 | 94.748 | 0 | Lab-Ovh
MKXH-3D05 | Holder,MKX HastC,Simriz,PneuRetractAssy,BV,DC,Prox,5"insert | 0 | 20497 | 5601.918 | 5280.481 | Lab-Ovh
27020-06 | Elec,pH,BF,DJ,#TP5612V10S10EB,3/4"MNPT | 0 | 117.51 | 48.21 | 48.21 | PROX Lab
27009-01 | Elec,pH,XVBD,SJ,12x110mm,#I-100B-10BG | 0 | 0 | 15.278 | 5.519
27503-71 | Solu,Ammonia, Inner Filling Solu,#NH3IF01,125ML | 0 | 6.17 | 1.482 | 1.482
M23-001-006 | Sub,Sensor Holder,Kynar,3/8"FPT,0.925"ODx2.115"L,wSS Ring | 150 | 0 | 18.879 | 18.055 | Lab-Ovh
V-001B-20H | Elec,pH,Ryton Cap,X-VD,DJ,SPR,PT100,12x80mm | 1 | 318.34 | 45.408 | 48.034 | PROX Lab
N031508-003B | Elec,Nitrate,12x110mm,Epoxy Body,Refillable | 0 | 375.84 | 23.453 | 5.893
SP21X | Elec,pH,X-VD,SJ,#577V521-S7,12x110mm | 0 | 0 | 9.391 | 7.302
33689 | Acce,Kit,Membrane (PK/10),Ammonia,O-ring,Tweezer | 1 | 35.96 | 1.919 | 1.919
RC67-SEMI | Sub,Chlorine 3 electrode,NTC-10K, T | 3304 | 0 | 84.5791 | 52.0873
HEFER-011 | Elec,CT,K=0.01,SS,NEMA,3/4"MNPT,PT100Peek insert,Hefer Logo | 0 | 164.06 | 198.229 | 0
HEFER-002 | Elec,pH,DJ,GX-VD,Wick,12x120mm,TFLWasher&O-Ring,Hefer Logo | 18 | 120.75 | 7.095 | 7.095
HEFER-003 | Elec,pH,DJ,GX-VD,Wick,12x225mm,TFLWasher&O-Ring,Hefer Logo | 0 | 240.3 | 7.427 | 0
HEFER-008 | Elec,pH,XVD,DJ,SPR,12x120mm,Wick,TFLwasher&O-R,S8,Hefer Logo | 9 | 143.33 | 23.877 | 14.535
HEFER-009 | Elec,pH,XVD,DJ,SPR,12x225mm,Wick,TFLwasher&O-R,S8,Hefer Logo | 3 | 143.53 | 41.211 | 35.264 | PROX Lab
SP51511 | Temp,TC,#5531001-005GV10,6x110mm | 0 | 25.1 | 15.102 | 14.605 | PROX Lab
SA9110 | Elec,pH,X-2D,Mono,#2913301-BJ,High Pressure | 5 | 33.51 | 25.591 | 25.591 | PROX Lab
ST3254.1 | Elec,Cond,Toroidal,#C3254-10-010TV12,10mS,CPVC | 5 | 206.05 | 178.67 | 159.583 | Lab-Ovh
SZ1140 | Elec,pH,X-VF,DJ,#1962757ST-DL,3/4"MPT,Kynar, Teflon Junction | 13 | 76.48 | 45.123 | 45.123 | Lab-Ovh
310292 | Raw,Chem,Potassium Tetraoxalate Dihydrate | 50 | 0 | 0.569 | 0.569
6651016.4-X30T | Temp,TC,1/4"MNPT Cap,16mm long,PT1000 | 0 | 86.27 | 11.655 | 3.834 | PROX Lab
93X219046 | Elec,Cond,K=1.0,#EC620165,#13-620-165,4-Band,10K,OD,Epoxy | 0 | 0 | 124.992 | 75.129 | Lab-Ovh
05295892 | PNS,ConductivityTDSStandard,10 µS; 500 mL,EW-00652-24 | 0 | 0 | 42.8 | 42.8
SZ1075 | Elec,Antimony,SJ,#2737689-030T,12x110mm | 6 | 94.97 | 35.152 | 35.152 | Lab-Ovh
11230100 | Raw,Wire,Silver, 99.99% pure, 0.010"Dia, Annealed Finish | 7051.918 | 0 | 0.314 | 0.52
00360002 | Raw,Barstock, Kel-f 7/16" OD | 42 | 0 | 22.6 | 22.6
SZ2055 | Elec,Plat,DJ,#2739810-030T,12x110mm,All Ultem | 6 | 102.13 | 41.025 | 41.025 | Lab-Ovh
C-675 | Elec,pH,X-2,SJ,#5573501-S7,110mm Reduced Tip | 0 | 48.86 | 6.048 | 6.048
M-271 | Elec,Platinum,Mono,#5779101-S7,12x110mm | 5 | 64.69 | 34.984 | 34.984 | Lab-Ovh
871FT4H4C3T3CV | ELEC,FT CT,IND-LOW,3",CARP,PCTFE,ANSI150,PT100,CABLE SO,CAL | 0 | 0 | 7207.199 | 0 | Lab-Ovh
V-2900-10H | Elec,pH,X-VD,MK6,with 2-205 viton o-ring | 0 | 325.33 | 21.057 | 20.639 | Lab-Ovh
V-12EE-12H | Elec,pH,X-VD,DJ,T/L,TC 1000 ohm,Kynar Insert,EPDM O-R, SPR | 0 | 571.29 | 50.354 | 50.354 | Lab-Ovh
311120 | Raw,Chem,Benzoic acid,ACS reagent,>99.5% | 40 | 0 | 0.324 | 0.324
310254 | Raw,Chem,Sulfuric Acid,ACS 95-98% | 4500 | 0 | 0.0402 | 0.0448
V-100B-F | Elec,pH,XVD,DJ,T/L,TC 100 ohm,SPR | 3 | 446.85 | 35.008 | 35.008 | Lab-Ovh
511143 | Elec,Nitrate,DJ,#N031508-003B,Epoxy Body | 2 | 215.28 | 15.517 | 2.384
310281 | Raw,Chem,Acetic acid,Glacial,ACS,99.7+% | 11900 | 0 | 0.01792 | 0.0185
311169 | Raw,Chem,Methanol,ACS reagent >99.8% | 3.5 | 0 | 55.125 | 55.125
27503-78 | Solu,Reference Fill, 0.1M NaCl, for Potassium,#R001043 | 0 | 6.17 | 1.482 | 1.399
35630-54 | Elec,pH,XVBF,DJ,#3983712-3PS-25IW6,K=1.0 | 4 | 97.48 | 73.667 | 43.913
321004 | Raw,Buffer,pH 4.00,Color-Coded Red FIsher SB101-500 | 5000 | 0 | 0.0932 | 0.09322
321010 | Raw,Buffer,PH10.00,Color-Coded,Fisher SB116-500 | 8000 | 0 | 0.0996 | 0.09822
93X218872 | Elec,pH,X-5DT,DJ,#ECARTSOHF05B,#M7211000315B | 2 | 68.23 | 34.794 | 34.794 | PROX Lab
93X218859 | Elec,pH,X-5D,DJ,#ECARTSO05B,#M721B0003T16B,Tefon | 0 | 63.3 | 29.929 | 29.929 | Lab-Ovh
93X219020 | Elec,Cond,K=0.1,#ECCS10-0-1S,#2751371-31-25T,PT100,SS,nylon | 4 | 86.04 | 58.356 | 55.653 | PROX Lab
93X219021 | Elec,Cond,K=1.0,#ECCS10-1-OS,#C527-2-1S-25T,PT100,nylon cap | 2 | 91.18 | 57.548 | 57.548 | PROX Lab
2005150 | Elec,pH,XVD,DJ,LiCl,Teflon Recess,Radel,No Guard | 2 | 61.4 | 35.681 | 35.55 | Lab-Ovh
05295893 | PNS,ConductivityTDSStandard,100 µS; 500mL,EW-00652-26 | 0 | 0 | 42.8 | 0
6773581-010B | Elec,pH,X-2,SJ,12x75mm,W/2-205 O-RING | 0 | 0 | 10.919 | 2.784
M09-009-017 | Sub,Insert, Teflon, K=0.1 For C527-2-X | 48 | 0 | 8.647 | 8.43 | Lab-Ovh
450232-0003 | Sub,Base Extension,Grey PVC,Cut to 3.45"L#CL43A-44-02-R | 237 | 0 | 0.595 | 1.9
I-110B-20HSP | Elec,pH,XVD,DJ,SPR,PT100,12x110mm,SG,Spinning Cap | 1 | 0 | 41.325 | 14.227
450293-0003 | Sub,ISE43 Body,4.92"L,0.48"OD for PG13.5Conn#CL43A-44-03-R | 117 | 0 | 0.866 | 1.163
CL43-0004 | Elec,ISE,Chloride,ABS BK,Solid State,DJ#CL43L-S00-Z0X-X000NA | 1 | 239.54 | 37.513 | 27.21 | PROX Lab
SP60X | Elec,Plat,SJ,#5779601-S7,12x110mm,Refill | 0 | 0 | 33.777 | 13.377
R001013-475 | Solu,Reference Fill, 4M KCl, 475 ml Bottle | 0 | 46.92 | 16.496 | 13.518 | Lab-Ovh
P8212V10SD6 | Elec,pH,X2F,DJ,6 Pin DL,PT1K,Tuff Tip | 0 | 0 | 127.5 | 127.5
9392-10B | Elec,pH,XVD,DJ,12x213mm,#V-0000-10B-213 | 1 | 69.29 | 14.742 | 12.727
88000013 | RAW,Cable w/PCB,CAP (FOR PH),G#IPS73-09-05 | 0 | 0 | 58.39 | 58.39
F001502SA-DLG | Elec,Fluoride,12x100mm,Side Arm Refill | 4 | 0 | 28.63 | 32.66
I001508-003B | Elec,Iodide,12x110mm,Refillable,Epoxy | 0 | 0 | 9.97 | 0.85
88000014 | RAW,Cable w/PCB,CAP (FOR ORP),DWG#IPS73-09-06 | 172 | 0 | 58.39 | 58.39
88000015 | RAW,HOUSING(FOR PH),PC LUPOY 1201-10P, CUST SUPPLY,DWG#IPS7 | 101 | 0 | 1.86 | 1.86
88000016 | RAW,HOUSING(FOR ORP)PC LUPOY 1201-10P,DWG#IPS | 53 | 0 | 1.86 | 1.86
88000017 | RAW,BASE CAP,PC LUPOY 1201-10P,CUST SUPPLY,DWG#IPS73-09-02 | 237 | 0 | 0.8 | 0.8
88000018 | RAW,SENSOR TUBE PLUG,SANOPRENE 50A,CUST SUPPLY,DWG#IPS73-093 | 514 | 0 | 0.9 | 0.9
88000019 | RAW,O-RING,AS568-020,VT75A, | 11027 | 0 | 0.11 | 0.11
88000020 | RAW,SENSOR PCB LOWER CAP,CUST SUPPLY,DWG#IPS73-09-04 | 600 | 0 | 1 | 2.5
CCDATT20R2C00 | Elec,COND,K=0.01,8550,20FT,1-1/2"MNPT,21"L,w/saftycable&busg | 0 | 0 | 282.919 | 0 | Lab-Ovh
63-0053 | Elec,pH,XVD,DJ,12x213mm,Sealed,#V-0000-25H-213 | 2 | 91.64 | 32.303 | 31.854 | PROX Lab
27013-02 | Elec,pH,X-2,DJ,#5773777-025BTV12,12x80mm,PT100 | 0 | 0 | 30.642 | 11.067
310293 | Raw,Chem,Tetrahydrofuran, stab. with 250ppm BHT | 20 | 0 | 47.025 | 47.025
MH116M3MZ | Ball Valve Insertion Assembly, 316SS, 16"Sheath (more) | 0 | 494.6 | 258.442 | 315.148 | Lab-Ovh
APBANKFEE | Accounts Payable Use Bank Fee | 0 | 0 | 0 | 0
SZ3330.1 | Elec,Cond,K=1.0,#C621H-2-1-2,316L SS,PT100 | 3 | 83.76 | 49.557 | 63.787 | PROX Lab
SZ1031 | Elec,pH,X-2,SJ,#5773508-005B,12x110mm,Wick Junction,Refill | 2 | 36.74 | 22.838 | 21.636 | PROX Lab
SZ3300.1 | Elec,Cond,K=1.0,#C721-2-1-2,Graphite,3/4"MNPT,Pes | 1 | 80.55 | 21.564 | 22.544
SZ9215 | Acce,Cable,RG174 Low Noise,100 meter,roll,no work needed. | 0 | 152.45 | 83.744 | 83.847 | Lab-Ovh
SZ935 | Connector Part, German, CD, Peco#M001008 | 0 | 11.86 | 3.884 | 5.382
511141 | Elec,Fluoride,#F001508-003B,Epoxy Body | 4 | 203.64 | 49.779 | 29.824 | PROX Lab
2773780HC-X07P0 | Elec,pH,XVD,DJ,Horizonal,Polymer,Special Connector | 2 | 233.37 | 52.489 | 42.953 | Lab-Ovh
310031 | Raw,Chem,Potassium Tetrakis Borate | 9.8 | 0 | 111.116 | 134
310302 | Raw,Chem,Dioctyl phthalate | 300 | 0 | 0.191 | 0.191
311163 | Raw,Chem,Methyl Ethyl Ketone Reagent | 4 | 0 | 15.875 | 15.875
310306 | Raw,Chem,Polystyrene,Atactic Beads, AA 44537 | 100 | 0 | 4.24 | 4.24
13-620-508 | Elec,Ammonia,#NH31501F-X42A,12x110mm,Guard | 0 | 0 | 41.279 | 0.29
310298 | PNS,Chem,Polystyrene Monocarboxy,Sigma 701645 | 0 | 0 | 40.4 | 40.4
310297 | Raw,Chem,Titanium(IV) oxide, 21nm, Sigma 718467 | 250 | 0 | 2.16 | 2.16
310295 | Raw,Chem,Glassy Carbon,Spherical Powder,Sigma484164 | 160 | 0 | 4 | 4
6201402T-1 | Elec,Ref,Porous Teflon,Custom Kel-F,2mm Jack,Hex Nut | 16 | 64.25 | 34.139 | 16.636 | PROX Lab
310301 | Raw,Chem,Porous Carbon (US Nano 1074) | 150 | 0 | 3.8 | 3.8
P821G9000S-D6 | Elec,Platinum,DJ,3/4"MPT Ryton Graphite | 0 | 0 | 122.57 | 122.57
29040-00 | Acce,Adapter,DL to K9 | 0 | 5.84 | 9.395 | 5.21
M21-003-009 | Sub,Chamber,SS 316,2"ODx10.125" Length For MKX | 0 | 0 | 88.978 | 0
13-620-64 | Elec,Reference,Mono,12x106mm Glass,Calomel,Refill,60"Pin | 0 | 0 | 15.392 | 7.717
H035-D019 | Elec,pH,comb,BLUE PC,ASG8,DJ,COAX,3FT,BNC w/blue boot | 0 | 0 | 23 | 0
R035-D033 | Elec,ORP Comb,RED PC,Ptdisc 2.5mm,DJ,COAX,3ft,BNC w/red boot | 2 | 0 | 28 | 28
M01-061-007 | Sub,body,Blk Polymer,0.47"ODx3"L,Porous T,0.195"#R0PTP-04-04 | 42 | 0 | 9.689 | 0 | Lab-Ovh
196B739CG-003B | Elec,pH,XVD,DJ,Kynar 3/4" MPT End,1.3 GL Ins,SPR. | 3 | 202.54 | 35.642 | 37.805 | Lab-Ovh
52001708 | Elec,Cond,K=0.01,#C527ST-1-2S-25,Titanium | 0 | 0 | 41 | 41
5994-44 | Elec,Temp,Comp,#3981001-010GV12,PT100,3' ABS Pipe | 0 | 0 | 16.9 | 16.9
27004-00 | Flow Thru Cell, 2 Port(pH&TC), #89021, W/ 1/4" FNPT Ports | 1 | 247.1 | 20.494 | 16.852
R035-D016 | Elec,ORP Comb,RED PC,Gold disc(3mm),DJ,COAX,3FT,BNC w/Red bt | 0 | 0 | 60 | 0
27503-79 | Solu,Reference Fill, 0.1M (NH4)2SO4, #R001044 | 0 | 6.17 | 1.482 | 1.41
27507-60 | Elec,pH,X-5,SJ,#5735528A7-3B4,Epoxy,10K,4 Pin Specs | 1 | 90.51 | 53.506 | 50.379 | PROX Lab
35801-85 | Elec,pH,X-BD,DJ,#3983706A21-010BG,6"ABS Pipe | 2 | 72.04 | 21.832 | 6.154
35802-09 | Elec,Calcium,DJ,#CAL1502-003B,Glass Body,Refill | 3 | 170.65 | 19.445 | 1.832
35805-19 | Elec,pH,BF,SJ,#5732511-003B,12x115mm | 12 | 44.67 | 26.662 | 26.662 | PROX Lab
93X244302 | Elec,Cond,K=0.1,Plat,#ECCONSEN72X,#5771302-4-10V20,Zip,30K | 1 | 124.06 | 105.261 | 50.193 | Lab-Ovh
93X218835 | Elec,pH,GX5,SJ,#ECFE7352801B,#5733528A21-3BG | 18 | 28.69 | 18.693 | 4.473 | PROX Lab
SZ142 | Elec,pH,X-5,SJ,#2732526-005B,12x115mm,Includes Elec. Box | 10 | 24.66 | 12.66 | 12.66 | Lab-Ovh
SZ160 | Elec,pH,GX5,SJ,#2773501-DLG,Sealed Reference | 15 | 28 | 12.551 | 12.551 | Lab-Ovh
SZ171 | Elec,pH,X-2,DJ,#2773792-005B,12x110mm | 2 | 41.93 | 19.625 | 19.625 | Lab-Ovh
SZ654.1 | Elec,Polarographic,12x110mm,Delrin,250nA Output,PT100,15' | 0 | 149.43 | 98.936 | 89.119 | Lab-Ovh
SZ947 | Acce,Cable,Detachable Cable,RG174, #9001071-030T | 20 | 35.9 | 16.518 | 16.518 | Lab-Ovh
5531001-003UV10 | Elec,Temperature Compensator,6x110mm,PT1000,Epoxy | 0 | 0 | 0 | 0
SI1L5G1A-112-VD | Sub,stem,pH,GXV,DOME,0.235"/0.165"x4.37"L#H0MGC-02-01 | 25 | 0 | 2.296 | 2.2 | Lab-Ovh
27018-24 | Elec,pH,XVBD,DJ,PT1K,3/V"MNPT Ryton,TEF,#H721PV103T10EBH | 2 | 147.31 | 53.339 | 48.028 | PROX Lab
SZ2011 | Elec,Plat Wire,#2739601W-005B(No B&C Logo),12x115mm | 35 | 20.77 | 12.891 | 7.605
SZ3271 | Elec,Cond,K=1.0,12x110mm,Graphite Ring,#2731201G-005B | 4 | 32.08 | 19.643 | 17.069 | PROX Lab
M09-010-071 | Sub,Insert,CPVC,W/TFE Jct, 0.310,Tuff Tip#R0MGC-04-01 | 10 | 0 | 5.194 | 0 | Lab-Ovh
PH10-4P1A-E2 | Elec,Dolphin,PH,ANTIMONY,W/PCB,PT100,20FT,PIN LUGS,EPDM | 0 | 277.61 | 126.97 | 124.257 | Lab-Ovh
SZ251 | Elec,Platinum,SJ,#2739602-005B,12x115mm | 1 | 87.53 | 33.271 | 43.87 | Lab-Ovh
573V526A-003B | Elec,pH,X-V,SJ,12x115mm,Amber Body,White Stamp,BNC W/Heat | 0 | 0 | 7.486 | 3.226
OSP-COAT-04 | Outside Processing PTFE Coating for M21-003-008 | 0 | 0 | 300 | 0
77330591 | Raw,Thermistor,3 wire,Part #SP19577 for Fisher electrode | 3 | 0 | 20.99 | 20.99
V-0000-4B | Elec,pH,XVD,DJ,SPR,No TC,12x110mm,Ryton Cap | 2 | 249.12 | 16.554 | 16.554 | Lab-Ovh
FREIGHT | Quoted Freight | 0 | 0 | 0 | 3950.07
MKX-11031PS | Holder,MKX 316SS PNEU Retract Assy,Prox,EPDM O-R,3"insertion | 0 | 3027.93 | 1214.994 | 1059.14
27011-15 | Elec,pH,X-2,DJ,#1963778H-010BHV01,1/2"MNPT | 7 | 0 | 17.697 | 5.15
APTARIFF | Accounts Payable Use Tariff | 0 | 0 | 0 | 7101.11
M02-007-001 | Sub,Cap,Sensor PCB cap,cust supply,rework, DWG#IPS73-09-04 | 402 | 0 | 5.601 | 5.414 | Lab-Ovh
SI1F11C8-105 | Sub,stem,pH,ASG VIII,0.135"x4.13"L#RH35T-12-01-02-01 | 77 | 0 | 0.814 | 0.011 | Lab-Ovh
SI1F11KK-101 | Sub,stem,ORP,2.5mmPt Disc,0.135"x3.96"L#RH35T-11-01 | 87 | 0 | 2.299 | 1.898
00303698 | Raw,End ADPT,Black Delrin,OD0.866"X0.6"L,MACH, PTSAT-04-02 | 202 | 0 | 5.1289 | 4.31
5994-87 | Extension Cable for 3K or PT1K,#99001072-025B,W/Term Strip | 0 | 39.1 | 23.946 | 21.09
00303697 | Raw,Lens bottom block,BlAck Delrin,OD0.75"x0.26",Mach,PTSAT3 | 163 | 0 | 3.927 | 3.927
00303696 | Raw,Lens middle block,Black Delrin,OD0.75"x0.3",Machined,PT4 | 152 | 0 | 4.879 | 4.879
00303695 | Raw,Lens front block,Black Delrin,OD0.875"X0.48",MacH,PTSAT- | 167 | 19.66 | 4.879 | 4.879
51453164-001 | Raw,Cust,clear soaking cap,HW#51453164-001 | 0 | 0 | 0.35 | 0.35
9001041-003T | Acce,Cable,German DL to Stripped Ends, RG174 Lownoise | 0 | 64.8 | 4.739 | 3.497 | Lab-Ovh
M21-003-010 | Sub,Chamber,SS 316,2"ODx4.4" Length For MKX | 0 | 0 | 42.025 | 0
C84-M05-TC | Sub,Cable,4C,5M,Tinned Leads,shrink tubes. | 0 | 0 | 7.014 | 0
C80-X07-BX | Sub,Cable,Coax,RG174,7 inches,Male BNC,strip off Shielding | 0 | 0 | 1.988 | 1.988 | Lab-Ovh
C91-015-TN | Sub,Cable,CE,15F,4 wires,Tin Leads,pH,Ref,TCs,Shrink Tubes | 0 | 0 | 12.09 | 0
C97-X54-TU | Sub,Cable,2C,22G,4.5F,2-Pin FM Molex,8P Receptacle | 0 | 0 | 2.556 | 1.684 | Lab-Ovh
MKXH-0A05 | Holder,MKX HastC,Simriz,PneuRetractAssy,AC,Prox,5"insert | 0 | 0 | 2160.924 | 0 | Lab-Ovh
29044-50 | Elec,pH,X-BD,DJ,#S573701-180-DL. | 3 | 120.21 | 37.178 | 33.496 | PROX Lab
511192 | Solu,ISA, Ammonium, 5M NaCl, 475 mL Bottle, #NH4IS01 | 0 | 0 | 2.162 | 4.394
13-620-511 | Elec,Carbon Dioxide,#CO21501F-X39B,12x110mm | 0 | 0 | 84.42 | 84.406
MKXH-0A07 | Holder,MKX HastC,Simriz,PneuRetractAssy,AC,Prox,7"insert | 0 | 0 | 2242.634 | 0 | Lab-Ovh
C3254.2 | Elec,Cond,Toroidal,1.5"CPVC,0-100mS=4-20mA,20Ft 2Wire Cable | 0 | 518.84 | 182.845 | 182.845 | Lab-Ovh
MKXH-0D05 | Holder,MKX HastC,Simriz,PneuRetractAssy,DC,Prox,5"insert | 0 | 0 | 2109.931 | 0 | Lab-Ovh
SI1G901A150-5KT | Sub,pH,SJ,X-5KT,150mm Length | 59 | 0 | 0.013 | 0.013 | Lab-Ovh
H4800C-45 | Elec,Sodium,Mono,#NA71501S-S7,.730 Washer,2 L/N SN6/HEYC | 0 | 0 | 3.845 | 2.054
H5800C-45 | Elec,Reference,DJ,#5771458S-108-S7,Side Arm Refill,2'LN/SN6 | 0 | 0 | 1.711 | 0.591
C17-003-GA | Sub,Cable,GA,C17,2.5mmAudio Plug:77021795,Cable:99031126 | 0 | 0 | 4.576 | 4.576 | Lab-Ovh
51109286 | Elec,pH,X-2,Mono,#5770030RG-S7,12x110mm,DG300-SC | 2 | 59.68 | 26.688 | 25.826 | PROX Lab
51109291 | Elec,Ag,DJ,#5270801GS-S7,Ag2SCoated,R001015-30,DM405-SC,Syr | 5 | 111.97 | 65.006 | 65.006 | PROX Lab
NO12-SEMI | Elec,ISE,Nitrate Combo,clear epoxy#NO12Q-P00-Z0X-X000XX | 4 | 57.57 | 51.456 | 31.297 | PROX Lab
C91-003-UI | Sub,Cable,CE,3F,Male BNC,Green,White wires,strip & Tin | 0 | 0 | 5.036 | 5.036 | Lab-Ovh
C91-020-UI | Sub,Cable,CE,20F,Male BNC,strip & Tin,Green,White | 0 | 0 | 18.242 | 18.242 | Lab-Ovh
M01-035-022 | Sub,Epoxy,Clear,12mmODx400"IDx180mm Length,SlotGuard,Refill | 3 | 0 | 3.483 | 0
871CC-A4-4E6A | 871CC-A4-4+ECEPCO250006A | 0 | 523.95 | 160.806 | 160.806 | Lab-Ovh
875CR-A2U-AE6A | 875CR-A2U-A+ECEPCO250006A | 0 | 615.53 | 162.84 | 162.84 | Lab-Ovh
15382005 | MRO,Needle, Yellow Hub & Stem Plastic 1-1/2'' | 250 | 0 | 1.55 | 1.55
99030016 | Cable,C-22,RG174+4 22AWG Red,White,Green,&Black,.222"OD,pvc | 1685 | 0 | 1.59 | 1.59
14050011 | PNS,Epoxy, Conductive Silver Epoxy for Hydrolab | 12 | 0 | 99 | 99
C63-050-HA | Sub,Cable,HA,C63,50F,(7X) Conn:77280014,Cable99031008 | 0 | 0 | 62.613 | 0
44139012 | Raw,Foam,Dark Gray Convoluted for 12"box,1 set=2 pcs | 404 | 0 | 0.23 | 0.23
44131238 | Raw,Foam,Dark Gray Flat for 12" box 3/8"H x 2 5/8"W x 12"L | 1101 | 0 | 0.1 | 0.1
44060606 | PNS,Box,Shipping,Box, 6 x 6 x 6 Corrugated Single Wall | 0 | 0 | 0.33 | 0.33
11240100 | Raw,Wire,Gold, 99.99% pure, 0.040"(1mm)Dia | 5.732 | 0 | 595.9013 | 922.22
44009011 | Raw,Box,Custom Cole Parmer 4"x 2-1/8" x 10-1/2" | 10429 | 0 | 0.31 | 0.31
MULT-0001 | ElectMulti,pH/ORP/CT/TC,PVC,1"NPT,3FT,T,RS485 | 0 | 0 | 325.94 | 0
11230200 | Raw,Wire,Silver, 99.99% pure, 0.020"Dia, Annealed Finish | 739.193 | 0 | 0.594 | 0.594
MULT-A001 | Elec,Multi,pH/ORP/CT/TC,PVC,1"NPT,3FT,T,RS485,APAC MADE | 0 | 0 | 0 | 0
00260500 | Raw,Barstock,Antimony 12.5mm x 10cm, 1 Pack = 5 pcs | 300 | 0 | 6.38 | 6.5458
EFC-IN-001-3TL | Elec,Free Chlorine with EMEC logo,RC68-D001-3FT | 0 | 310 | 155.969 | 131.178 | Lab-Ovh
99030006 | Cable,C-6,L/N and 4 conductor,24 GA TPR, White,Blue,Red,Blk | 8740.5 | 0 | 0.89 | 0.89
33030009 | Raw,Tubing,Heat Shrink Clear 1/4"w/adhesive, 4 ft lengths | 1102.22 | 0 | 0.72 | 0.72
16001116 | MRO,Prod,Tool,Pad Printer Ink BlackTCP508/65-NT,glass&plasti | 0 | 0 | 98 | 98
77025039 | Raw,Connector,Single row housing 1 position. | 45 | 0 | 0.81 | 0.81
77025034 | Raw,Connector,Dual row housing 4 position. | 918 | 0 | 0.56 | 0.56
55021000 | Connector Type 7 Plug Radiometer Dept | 293 | 0 | 24 | 24
55021001 | Ferrule,Fit Type 7 Plug Rana connector | 593 | 0 | 1.04 | 1.04
00310010 | Wire,Lead Puratronic 1mm OD x 1m Long (1 roll) | 0 | 0 | 0.03495 | 0.03495
875CR-A1U-AE6A | 875CR-A1U-A+ECEPCO250006A | 0 | 600.7 | 144.408 | 144.408 | Lab-Ovh
11230245 | Raw,Tube,Silver, 99.99% pure, .245"ODx.206"ID | 8.8 | 0 | 98.4018 | 56.3909
55190470 | Acce,Kit (PK/3),SS Cartridge Insert, 12mm | 225 | 0 | 11.19 | 12.07
00600009 | Raw,Barstock, Peek 1-1/8"OD natural virgin | 3 | 0 | 50.5 | 50.5
00190375 | Raw,Barstock, SS 316L 3/8"OD | 0 | 0 | 1.17 | 1.17
00213750 | Raw,Barstock, Ultem black 3/8"OD | 15 | 0 | 2.82 | 2.82
22325505 | Raw,Bushing,Separator White 0.419"Dia x 0.189"High, 4 holes | 4393 | 0 | 0.35 | 0.33
99030017 | Cable,C-34,Teflon Coated Coaxial RG316,w/brown tinted jacket | 2000 | 0 | 0.65 | 0.65
MKX-GRACE-02 | Sensor,MKXHastC/316ssPneuRetrAssy,VitonO-Ring,No BV, 10"ins | 0 | 5908.88 | 631.309 | 493.637
KVL-216 | Elec,Reference,DJ,8mmX110mm, Refillable | 0 | 0 | 0 | 0
871CC-A2-4E6A | 871CC-A2-4+ECEPCO250006A | 5 | 579.58 | 204.926 | 204.926 | Lab-Ovh
9210146 | Solu,Standard Cond 146.9 U/CM, 475ml | 0 | 0 | 2.162 | 0.965
M14-001-008 | Sub,Guard,Blk Kynar,4-Slot,1-14 TPI,3.25"L,2-Oring,3961050-3 | 5 | 0 | 11.442 | 11.635
V-0010-2H | Elec,pH,Ryton Cap,X-VD,DJ,SPR,No TC,12x80mm | 1 | 272.73 | 17.53 | 25.63 | Lab-Ovh
M28-001-010 | Sub,Extension Blk Kynar,3/4-14 FPTx1-14 TPI,2.3"L,3961050-3 | 5 | 0 | 7.811 | 7.811
15300100 | RAW,Bottle, 1 oz (30 ml)Wide Mouth,HDPE w/cap | 4946 | 2.42 | 0.6692 | 0.6692
AGS1502-003R | Elec,Silver/Sulfide,DJ,12mmx110mm,Refillable,Glass body | 0 | 0 | 214.5 | 214.5
V-110B-F6 | Elec,pH,XVD,DJ,PT100,1.75" SS insert, SOL, SPR | 0 | 499.89 | 56.922 | 56.922 | Lab-Ovh
M28-001-011 | Sub,Extension Blk Kynar,3/4MPT,3/4"pipe,36"L,1600651EXT-36 | 0 | 0 | 49.65 | 0
SI1O1V1A-140-5F | Sub,Stem,pH,5F,0.28"ODx5.512"L#A35151-02-01 | 24 | 0 | 0.814 | 0.777 | Lab-Ovh
M01-001-193 | Sub,Housing,Blk Kynar,.9"ODx6.83"L,18TPI,LCJ,TuffTip,A-3516B | 0 | 0 | 26.645 | 0
WHAAS02 | Solu,Waterhardness,Standard,1000ppm,1L | 0 | 0 | 21.579 | 0 | Lab-Ovh
WHAAS03 | Solu,Waterhardness,Standard,100ppm,1L | 0 | 0 | 20.747 | 0 | Lab-Ovh
WHAAS05 | Solu,Waterhardness,Standard,10ppm,1L | 0 | 0 | 20.658 | 0 | Lab-Ovh
PB12-SEMI | Elec,ISE,Epoxy Clear,Solid State,DJ#PB12Q-S00-Z0X-X000XX | 0 | 57.57 | 64.483 | 0 | PROX Lab
871EC-LB0-34V | ELECTRODELESS CT,LG BORE PEEK,100K,CABLE PERSO,NO LUG,VT | 0 | 373.43 | 353.001 | 0 | Lab-Ovh
871EC-LB0-34V3M | Elec,871EC-LB0-34V,3M Cable Length | 0 | 370.49 | 353.001 | 210.86 | Lab-Ovh
NH3AS01 | Solu,Ammonia Standard.0.1M NHCl,475mL Bottle | 4 | 0 | 2.162 | 1.525
NH3AS03 | Solu,Ammonia Standard,100ppM,475mL Bottle | 10 | 0 | 1.596 | 1.598
871EC-SP0-3-45 | Elec,871EC-SP0-3,45FT Cable Length | 0 | 296.08 | 249.794 | 205.164 | Lab-Ovh
871PH-1X1A-3-30 | Elec,871PH-1X1A-3,30FT Cable Length | 0 | 430.23 | 229.783 | 258.192 | Lab-Ovh
873PH-AEZFGZ | PH ANALYZER,120VAC,0-20mA,METAL MOVEABLE SF MOUNT,FM | 0 | 410.64 | 244.788 | 575.778 | Lab-Ovh
876EC-TXAN-17M | ELECTRODELESS CT INTELLIGENT TRANSMITTER | 0 | 239.68 | 92.912 | 490.996 | Lab-Ovh
99001048S-10B | Acce,Cable,RG58 L/N,1/4"MNPT CPVC M/BNC To M/BNC | 0 | 0 | 7.688 | 0
1600-100 | Kit,Hydrion buffer salt packet pH 4.00 (1 packet) | 0 | 7.83 | 2.238 | 2.238
875CR-A2U-A | CT/RESISTIVITY ANALYZER,120VAC,50/60Hz,PIPE,UL,STORM DOOR | 0 | 373.27 | 144.678 | 141.999 | Lab-Ovh
35802-78 | Solu,Kit,Nitrate,#NO3003K | 0 | 31.89 | 5.805 | 4.127
93X219038 | Elec,Cond,K=1.0,Glass,#EC620155 | 0 | 0 | 66.772 | 16.246
M01-005-027 | Sub,Housing,Nat Tan Peek,316SS Guard,5600001G,TBI567 | 4 | 0 | 76.096 | 0 | Lab-Ovh
CA12-SEMI | Elec,ISE,Epoxy Clear,PVC M,DJ#CA12Q-P00-Z0X-X000XX | 0 | 57.57 | 70.115 | 0 | PROX Lab
CL12-SEMI | Elec,ISE,Epoxy Clear,Solid State,DJ#CL12Q-S00-Z0X-X000XX | 1 | 57.57 | 59.244 | 10.64 | PROX Lab
9210147 | Solu,Standard Cond 1015 U/CM, 475ml | 1 | 31.22 | 2.162 | 2.118
BS806GX-11FT | CABLE ASSY,11FT | 0 | 232.02 | 83.944 | 0
SS130AQ-11FT | Assy-Cable Assembly, 11ft. | 0 | 243.19 | 88.224 | 0
CCDATT2034S0C | Elec,Cond,K=0.01,TI,3/4"NPT,8550,20ft,Hanks,CAL CERT | 0 | 312 | 127.387 | 153.689 | Lab-Ovh
CCDBTT2034S0C | Elec,Cond,K=0.1,TI,3/4"NPT,8550,20ft,Hanks,CAL CERT | 0 | 302 | 118.478 | 136.712 | Lab-Ovh
CCDCTT2034S0C | Elec,Cond,K=1.0,TI,3/4"NPT,8550,20ft,Hanks,CAL CERT | 0 | 282 | 120.82 | 116.38 | Lab-Ovh
29020-10 | Elec,Oxygen,Polarographic,12mmX150mm,#D-P425PIJ-150-DL | 0 | 477.67 | 15.881 | 3.396
BS807DB | Cable Assy-TFE, Lugless | 0 | 622.28 | 177.866 | 0
88000027 | RAW,BLK PC CARTRIDGE,Horiba# 3200891217,cust supplied | 0 | 0 | 0 | 0
R-4000 | Elec,pH Mono,X-VD,18mm x 90mm | 19 | 229.64 | 4.059 | 63.75
H125R | Electrode, Combo pH Tuff-Fet T/L 8550 TC DJ, SPR | 0 | 553.23 | 388.288 | 2.787
88000028 | RAW,CARTRIDGE FIXING RING,Horiba# 3200769054,cust supplied | 0 | 0 | 0 | 0
88000029 | RAW,O-RING P-15(FPM),Horiba# 3030049453,cust supplied | 0 | 0 | 0 | 0
1021042 | Acce,Adapter,Twistlock,3/4"MNPT CPVC | 0 | 72 | 17.5 | 17.5
88000030 | RAW,DUAL PHONE JACK,Horiba# 3200765410,cust supplied | 0 | 0 | 0 | 0
88000031 | RAW,FL CRYSTAL DISC,0.188"OD x 0.059"THK #WA300-11-04 | 23 | 0 | 40 | 40
88000032 | RAW,CL DISC,0.181"OD x 0.059" THK,#WQ300-01-02 | 9 | 0 | 45 | 45
ISE-8756 | Elec,ISE, Silver/Sulfide,#AGS1502-003B,12mmX110mm | 0 | 0 | 11.066 | 2.268
C20-010-TC | Sub,Cable,TC,C20,10 Feet,Strip and Tin,Cable:99039536 | 0 | 0 | 8.001 | 5.637 | Lab-Ovh
MKXH-0D07 | Holder,MKX HastC,Simriz,PneuRetractAssy,DC,Prox,7"insert | 0 | 0 | 2191.641 | 0 | Lab-Ovh
XC-TRYP101-SD | Elec,Fluorometer Tryptophan,Ti,0.875"x4.7",NTC-30K,0-3V,TX | 0 | 0 | 293.41 | 0 | Lab-Ovh
5662-55 | Acce,Cable,Detachable Lead,3MM O.D.,DL to BNC,PECO#9001083-0 | 0 | 33.69 | 17.183 | 13.884 | Lab-Ovh
77020023 | Raw,Connector,Mini Double Banana Male plug,Biovest,24'asbly | 10 | 0 | 26.55 | 26.55
00285500 | Raw,Tubing, Fluran 1/8" OD X 1/16" ID 1/32"w,for Oxygen Dept | 48 | 0 | 2.92 | 2.92
00300625 | Raw,Barstock,Delrin 5/8" OD,Black Color | 160 | 0 | 1.1 | 1.1
00300875 | Raw,Barstock,Delrin (Acetal) 7/8" OD Black | 1400 | 0 | 3.3 | 3.3
XC-PAH | Elec,Fluorometer Crude Oil,Ti,NTC-30K,AMP CONN,RS485 | 0 | 0 | 292.089 | 0 | Lab-Ovh
00031500 | Raw,Barstock,CPVC 1 1/2" OD | 5 | 0 | 13.3 | 13.3
44001600 | Raw,Box,16" Electrode set up box,1 color blue, thumbcuts | 565 | 0 | 4.1 | 4.1
77020104 | Raw,Conn,MaleBNC,Nickel PlatefitsRG174,use 220002,ECO22044 | 0 | 0 | 2.57 | 2.57
PC1R1A-33T | Elec,pH,X-VD,DJ,Guarded,3/4"NPT Ryton/Graphite,PT1K,33'Cable | 0 | 95.74 | 53.925 | 53.925 | Lab-Ovh
33739 | Solu,Reference Fill,125ml Bottle,4M KCl Liquid,#R001013 | 0 | 14.67 | 1.482 | 1.482
27503-00 | Solu,Standard, Ammonia, #NH3AS01 | 0 | 15.9 | 2.162 | 2.118
27506-30 | Elec,Fluoride,#F001522-003B,Replaceable Membrane | 4 | 172.04 | 39.017 | 48.892 | PROX Lab
C80-M05-BX | Sub,Cable,Coax,RG174,5M,Male BNC,strip off Shielding | 0 | 0 | 4.75 | 0
C80-M10-BX | Sub,Cable,Coax,RG174,10M,Male BNC,strip off Shielding | 0 | 0 | 8.779 | 0
27001-84 | Elec,pH,X-BD,DJ,#3983701-010BHV13,3'Kynar,1000 Ohm TC | 0 | 162.74 | 99.825 | 99.825 | PROX Lab
A-35PKB-20H | Elec,pH,X5,TB557,SPR,PT100,Peek/Simriz,GND,LTJ,TuffTip,Htemp | 0 | 612.89 | 215.969 | 0
CCDDCTJB14R00 | Elec,COND, K=10, 8550, JUNCTION BOX, 4908 STYLE | 0 | 0 | 0 | 0
875EC-A2C-AC | ELECTRODELESS CT ANALYZER,120VAC,PIPE,CSA,SD,HART | 0 | 533.75 | 167.044 | 167.044 | Lab-Ovh
PCE-80-CA1001 | Elec,Calcium,#CAL1502-S7,12x110mm | 4 | 265.5 | 35.702 | 35.702 | PROX Lab
PH10-1N2Q-C | Elec,Dolphin,PH,DOME BULB,PT1K,VP CONN,CHEMRAZ | 0 | 313.26 | 201.7 | 179.03 | Lab-Ovh
27503-81 | Solu,Reference Fill,#R001046-125 | 0 | 0 | 1.482 | 2.45
PCE-80-AG1001 | Elec,Silver,DJ,#R001015-30,#5770801WKN-S7,Wick,Refill | 1 | 111.67 | 43.935 | 36.456 | Lab-Ovh
44005530 | Raw,Label,WP,1.75" x 0.5z',OL25LP | 8000 | 0 | 0.0077 | 0.00774
BS805JF | 1/2 NPT Kynar Bushing | 0 | 665.37 | 108.183 | 189.835 | Lab-Ovh
2927650-010B | Elec,pH,Antimony,SJ,Disposable Submersion | 2 | 192.79 | 21.765 | 2.919 | PROX Lab
871EC-TF3-3-10 | Elec,871EC-TF3-3,10FT Cable Length | 0 | 654.26 | 367.967 | 212.87 | Lab-Ovh
EP307B4P1T3P121 | EP307B4P1T3P1,21FT Cable Length | 0 | 411.69 | 325.146 | 297.89 | Lab-Ovh
C3254.1 | Elec,Cond,Toroidal,1.5"CPVC,0-10mS=4-20mA,20ft,2-wire cable | 0 | 592.73 | 182.845 | 180.001 | Lab-Ovh
871A-4F-3-12M | Elec,pH Probe,Flat Bulb,PT1k,w/PCB,Cable Length 12m | 0 | 320.4 | 145.217 | 161.828 | Lab-Ovh
871A-2F-5 | Elec,pH Probe,Flat Bulb,PT100,w/PCB,Cable PerSO,MALE CONN | 0 | 257.16 | 109.634 | 0 | Lab-Ovh
871A-2F-5-2FT | Elec,871A-2F-5,2FT Cable Length | 0 | 310.41 | 133.959 | 153.325 | Lab-Ovh
871A-4D | Elec,ORP probe,Pt,PT1k,w/PCB,10FT CABLE | 0 | 288.78 | 108.673 | 108.488 | Lab-Ovh
SK21T | Elec,Cond,K=0.1,#5771302-42-003BU,12x110,Plat,Blk Boot,PT1K | 15 | 0 | 91.207 | 11.012
99030034 | Cable,C-7,RG174,HiTemp,L/N,coax,orange conductor,white jack | 0 | 0 | 0.167 | 0.167
EP485A3F0250MXX | Acce,Calibration Plug for 871FT | 0 | 175.17 | 51.661 | 51.661 | Lab-Ovh
05290185 | Raw,Chem,Glycerol Reagent 96% 2.5 liter size | 0 | 0 | 0.03244 | 0.03244
EP485A3H0075MXX | Acce,Calibration Plug for 871FT | 0 | 175.17 | 52.871 | 58.689 | Lab-Ovh
00031240 | Raw,Pipe,CPVC 1/2" SCH 40 gray | 100 | 0 | 1.5 | 1.5
77021118 | Raw,Connector, 8 pin mini din male, cable mount plug | 404 | 0 | 0.8879 | 0.8879
77020158 | Raw,Connector,H.H. Pin,Rounded Tip, Smith # 158 | 0 | 0 | 4.78 | 4.78
05291405 | Raw,Chem,Potassium chloride, 12 Kg size | 0 | 0 | 0.01 | 0.01
00220006 | Raw,Tubing,PVC 3/4"pipe,sch 80, gray color | 20 | 0 | 0.96 | 0.96
00220750 | Raw,Barstock,PVC 3/4" OD,Gray color | 20 | 0 | 1.2 | 1.2
11250180 | Raw Band,Platinum, 99.99%, .180"OD+/-.001",.010"wall+/-.001" | 4010 | 0 | 9.5 | 12.2075
1929057-020T | Elec,Double Plat Disk,DJ,3/4" MPT CPVC,LCJ | 1 | 566.59 | 54.379 | 24.095 | Lab-Ovh
93X219019 | Elec,Cond.K=0.01,ECCS10-0-01T,Titanium,1/2"MNPT Nylon,PT100 | 1 | 159.51 | 80.885 | 69.818 | PROX Lab
PCE-80-SS1001 | Elec,Silver/Sulfide,12x110mm,Refil,#AGS1502-S7,#R001016-30 | 4 | 213.24 | 42.354 | 40.647 | PROX Lab
44340036 | Raw,Tube Cap,Clear,VinylEndCap,0.75",S-15011 | 150 | 0 | 0.21 | 0.21
C3254.3 | Elec,Cond,Toroidal,1.5"CPVC,0-1000mS=4-20mA,20 foot,2-wire | 0 | 555.15 | 182.845 | 182.845 | Lab-Ovh
SI1I1V2KK-070 | Sub,stem,ORP,2.5nmmPt Disc,0.195"ODx2.76"L,Annular Ceramic | 0 | 0 | 0 | 0
47X010300 | Platinum Stem,.235 Glass,0.250 OD x 0.80 Wallx.100 High | 10 | 37.73 | 20.46 | 15.822 | Lab-Ovh
PH42411-DL-78 | Elec,pH,XVD,DJ,12mm Tip,Single Refill | 1 | 177.61 | 58.147 | 58.147 | PROX Lab
M01-061-006 | Sub,body,Blk Polymer,0.47"ODx3"L,PorousT,0.235"#H0PTP-04-04 | 133 | 0 | 9.689 | 0 | Lab-Ovh
SP26X | Elec,pH,X-VD,DJ,#577V710-S7,Refill,Sleeve Junction | 0 | 0 | 51.403 | 22.481
22176501 | Raw,O-Ring,Viton 75, 6.5mm x 1mm, Black Color | 377 | 0 | 0.238 | 0.238
1600720 | Housing,Kynar Rear for TBI 557 Snsr,10" long(for 15" sheath) | 0 | 98.67 | 22.548 | 22.519
5994-90 | Acce,Adapter,Female BNC to Spade Lug, #8001040 | 0 | 9.83 | 3.357 | 2.793
27502-55 | Solu,Kit,Bromide,Ref Fill,ISA,Std,Syringe,strips,#BR0002 | 0 | 37.03 | 7.86 | 7.818
27503-95 | Acce,Membrane Kit,NH3,1 O-ring,10 membranes,#NH3MK05 | 0 | 40.89 | 0.228 | 0.228
27504-06 | Elec,Calcium,#CAL1508-003B,12x110mm | 0 | 132.09 | 34.334 | 34.334 | PROX Lab
PAPN-60-300 | Sub,Patch,AP1400,3"ODx1.5mm(0.06")T,PMMA disk,AP Only | 0 | 0 | 4.912 | 0
5663-45 | Acce,Membrane Kit,Polaro for 316L SS probes #M0500P1-K1 | 0 | 0 | 41.305 | 0
PAPN-60-300BA | Sub,Patch,AP1400,3"ODx1.5mmT,PMMA disk,BA overcoat | 0 | 0 | 8.223 | 0
PAPN-60-8BA | Acce,Patch,AP1400,8mmODx1.5mmT,PMMA disk,BA overcoat | 0 | 0 | 8.215 | 0
PAPN-60-8.5BA | Acce,Patch,AP1400,8.5mmODx1.5mmT,PMMA disk,BA overcoat | 0 | 0 | 7.276 | 0
XC-PTSA-APP-MNT | APP MAINTENANCE FEE | 0 | 500 | 120 | 0
13-620-123 | Elec,Dual Platinum Wires,12x106mm,42" L/N with Dual Pin | 0 | 63.08 | 25.267 | 21.137 | PROX Lab
4IM00470 | Doc,Man,ISE,PVC,Mg | 0 | 0 | 0 | 0
13-620-551 | Elec,Silver/Sulfide,DJ,12x110mm,Glass,40"BNC,Refill | 0 | 0 | 13.508 | 4.056
5993-83 | Submersion Assbly,CPVC,Long Holder,3' pipe,3/4" J-box (more) | 0 | 0 | 50.183 | 9.989
13-620-532 | Elec,Potassium,DJ,#K001508-X40B,12x110mm,Refill,Epoxy | 0 | 190.5 | 42.611 | 4.604 | Lab-Ovh
27502-49 | Elec,Water Hardness,#WHA1502-003B,12x110mm | 3 | 177.55 | 45.141 | 43.624 | PROX Lab
LC-12-11-020H | Elec,Cond,K=10.0,#2731314-61-020H,12x130mm,Platinum,PT100 | 2 | 103.64 | 35.055 | 10.897
PHE-1304 | Elec,pH,X5,SJ,12.5x90mm,Sealed Ref,Epoxy Body,#5732525-3B | 4 | 38.15 | 23.111 | 23.111 | PROX Lab
PHE-6351-10 | Elec,pH,X-2,SJ,#3983501-010B,Disp.Submrsion,3'ABS pipe | 3 | 75.33 | 18.013 | 2.617 | Lab-Ovh
MKXH-3A05 | Holder,MKX HastC,Simriz,PneuRetractAssy,BV,AC,Prox,5"insert | 0 | 0 | 5709.421 | 0 | Lab-Ovh
ISE-8882 | Elec,Surfactant,#SUR1502-003B | 3 | 185 | 14.659 | 11.197
MKXH-3A07 | Holder,MKX HastC,Simriz,PneuRetractAssy,BV,AC,Prox,7"insert | 0 | 0 | 5792.269 | 0 | Lab-Ovh
MKXH-3D07 | Holder,MKX HastC,Simriz,PneuRetractAssy,BV,DC,Prox,7"insert | 0 | 0 | 5692.88 | 0 | Lab-Ovh
35805-13 | Elec,PT Wire,SJ,#6739627-003B,12x100mm,Delrin Cap | 0 | 57.82 | 33.271 | 33.271 | PROX Lab
MKXZ-A05 | Holder,MKX 316SS,Viton,PneuRetractAssy,BV,AC,Prox,5"insert | 0 | 4364.11 | 1594.425 | 0 | Lab-Ovh
27001-62 | Elec,Plat,DJ,#1969826-010B,1/2" Housing | 1 | 95.02 | 46.698 | 45.96 | Lab-Ovh
27003-50 | Elec,Plat,DJ,#1969857-010B,3/4" Ryton,Self Cleaning | 1 | 82.95 | 51.634 | 51.634 | PROX Lab
27018-50 | Elec,Gold,DJ,#H721S80003T10AB,PTFE,SS Pin(SOL) | 0 | 132.04 | 133.575 | 57.57 | PROX Lab
MKXZ-A07 | Holder,MKX 316SS,Viton,PneuRetractAssy,BV,AC,Prox,7"insert | 0 | 4535.43 | 1639.753 | 0 | Lab-Ovh
MKXZ-D05 | Holder,MKX 316SS,Viton,PneuRetractAssy,BV,DC,Prox,5"insert | 0 | 4364.11 | 1543.432 | 0 | Lab-Ovh
93X218808 | Elec,pH,X-5,SJ,#ECFG4390401B,#5473904-3B,4x55mm,R001013-30 | 0 | 36.76 | 18.631 | 18.631 | Lab-Ovh
MKXZ-D07 | Holder,MKX 316SS,Viton,PneuRetractAssy,BV,DC,Prox,7"insert | 0 | 4535.43 | 1596.873 | 0 | Lab-Ovh
93X219047 | Elec,Cond,K=10.0,4 band,Epoxy,10K,8 Pin Din,#EC620166 | 0 | 0 | 107.381 | 4.17
93X272101 | Elec,Cond,K=1.0,#ECCONSEN88X,#2732321-31S-24T,Graphite | 3 | 39.97 | 32.481 | 15.777 | Lab-Ovh
00284224 | Raw,filter,DM415nm, 9x9x1 mm | 0 | 0 | 4.6 | 0
77338525 | Raw,Temperature compensator, 8525 Ohm | 23 | 0 | 8.5 | 8.5
44000058 | PNS,Bag, Clear Ziplock 5'' x 8'' 2 Mil | 2000 | 0 | 0.0206 | 0.02057
14050108 | PNS,Silicone, RTV 108,10.1 oz Cartridge. | 0 | 0 | 8.6 | 8.6
05301091 | Raw,Chem, Sodium Benzoate, Reagentplus, 99% | 850 | 0 | 0.04 | 0.04
00284225 | Raw,filter,BP350/70nm, 6x6x1 mm | 90 | 0 | 2.3 | 2.3
00284226 | Raw,filter,DM392nm, 9x9x1 mm | 45 | 0 | 5.5 | 5.5
00284227 | Raw,filter,shortpass filter 420-590nm, OD2, 6x6x1 mm | 45 | 0 | 1.2 | 1.2
S-00603000 | Sub,Isfet sensor with Y-4 Insert Assy,PT1K,#ISFET-06-03 | 0 | 0 | 260.541 | 0
1923537.6-S7 | Elec,pH,X-2,SJ,3/4" CPVC W/Guard,6" Nipple | 8 | 179.52 | 36.115 | 36.115 | PROX Lab
35803-01 | Solu,Ammonia Standard,1000 ppm, #NH3AS02 | 0 | 16.19 | 2.162 | 2.118
35813-06 | Elec,pH,X-5,SJ,30K,Blk Ri,Pipet,VEOLIA,30mL,Epoxy,2.5 | 4 | 57.39 | 33.756 | 33.756 | Lab-Ovh
35813-08 | Elec,pH,SJ,#5733528A1S-3BBG2.5,Sealed,EpxyBdy,BETZ#L1250 | 0 | 44.8 | 28.448 | 25.812 | PROX Lab
35807-25 | Elec,pH,X-5D,DJ,Platinum(Sol),Teflon Notch,#M721PB0003T10BT | 8 | 77.61 | 30.765 | 18.257
35806-21 | Elec,pH,XBF,DJ,#1962757-010BTV12 | 3 | 76.28 | 40.409 | 40.409 | PROX Lab
35820-64 | Holder,3/4"MNPT,Blk Nylon Fitting,Drill Cap, #M000009-750D | 183 | 6.13 | 0 | 0
35803-13 | Solu,Fluoride Standard,#F00AS02,1000ppm | 0 | 16.19 | 2.162 | 2.162
35803-71 | Solu,Inner Fill,Ammonia.#NH3IF01 | 0 | 0 | 0.916 | 0.594
C87-M01-TC | Sub,Cable,5C (200024),1M,Strip & Tin. | 0 | 0 | 15.171 | 0 | Lab-Ovh
C80-015-TT | Sub,Cable,Coax,RG174,15F,Strip & Tin (6 inches) | 0 | 0 | 5.394 | 5.394 | Lab-Ovh
C32-005-BY | Sub,Cable,Coax,RG174,1.5M,Male BNC with Heat Shrink | 0 | 0 | 3.2 | 3.122 | Lab-Ovh
C1-X17-UO | Sub,Cable,C1,Male BNC w/Blue Boot,12"Alpha(Green&Yellow),Tin | 0 | 0 | 4.563 | 2.39 | Lab-Ovh
OSP-PLATE-01 | Outside Processing Tin Plating | 0 | 0 | 0.15 | 0.8
56E61A2-20H-76 | Elec,pH,DJ,Antimony,3/4"MNPTKynar,Kynar Jnct,Self Clean,PT1K | 1 | 454.16 | 59.072 | 59.072 | PROX Lab
44000003 | Box,ISE printed w/logo,10.5"x 5.5"x 2.5" | 3670 | 0 | 1.6 | 1.6
44301941C | Raw,Bulb Cap, .865" x 1.5"long clear (for TBI) | 4616 | 0 | 0.233 | 0.23333
C80-X03-BB | Sub,Cable,Coax,RG174,3 inches,Male BNC#ZSEN138X | 0 | 0 | 1.721 | 1.643 | Lab-Ovh
19050-60 | Elec,Cond,Plat,#5731302-3Y-3UG,3 wire ther.k=1.0,Epoxy | 0 | 0 | 43.418 | 7.696
M21-004-002 | Sub,Chamber,Delrin,Phastrac 3000,part2 | 22 | 0 | 6.86 | 0
22081515 | Raw,O-Ring,Silicone 70 Duro, 15mm x 1.5mm | 478 | 0 | 0.3 | 0.3
14050194 | PNS,Tape Gray Teflon 1/2" x 520.'L | 80 | 1.86 | 1.86 | 1.86
77030020 | RAW, PCB Assembly, Toroidal Conductivity, Analog, 0-5V | 0 | 0 | 0 | 0
22180005 | Raw,O-Ring,Aflas 2-005, 83 Duro | 340 | 0 | 0.32 | 0.32
22180114 | Raw,O-Ring,Aflas 2-114, 83 Duro | 24 | 0 | 0.7 | 0.7
22072117-P | Raw,O-ring,2-117 Peroxide Cured EDPM | 0 | 5.9 | 0 | 0
77030018 | RAW, PCB Assembly, Turbidity, Digital, Modbus, RS485 | 46 | 0 | 134.2404 | 91.32
RH61PTTC | Sub, ORP glass assembly with TC and Platinum disk | 0 | 0 | 0 | 0
EMC-PHP2-15MH | Elec,pH,Ryton,ASGV,Flat,DJ#PT100,Preamp,15M | 0 | 206.55 | 77.48 | 0 | Lab-Ovh
RH61GDTC | Sub, ORP glass assembly with TC and Gold disk | 100 | 0 | 21.3236 | 12.22
C91-M15-TC | Sub,Cable,CE,15M,6 wires,Tinned Leads | 0 | 0 | 40.772 | 0 | Lab-Ovh
MPE-PTSA-F1 | Elec,PTSA,GrayPVC,NOSG,6PIN,4-20mA,w/TEE,BLT#XC-PTSA201-NSG | 0 | 0 | 312.503 | 0 | Lab-Ovh
OSP-WELD-03 | Outside Processing Welding - $2.50 | 0 | 0 | 50 | 50
OSP-WELD-04 | Outside Processing Welding - $40 | 0 | 0 | 40 | 0
OSP-WELD-05 | Outside Processing Welding - $60 | 0 | 0 | 60 | 60
1909102-FUR | Elec,Plat,Mono,0.012 Plat,1/2"-13UNC Thread,Unpolish | 3 | 100.27 | 27.262 | 7.706 | PROX Lab
OSP-WELD-06 | Outside Processing Welding - $80 | 0 | 0 | 80 | 80
OSP-WELD-07 | Outside Processing Welding - $90 | 0 | 0 | 90 | 90
5731301-64-10I8 | Elec,Cond,K=10.0,12x130mm,Plat,10K T/C,8 Pin Din Jenco | 0 | 0 | 48.369 | 13.238
OSP-WELD-08 | Outside Processing Welding - $120 | 0 | 0 | 120 | 120
OSP-WELD-09 | Outside Processing Welding - $180 | 0 | 0 | 180 | 0
OSP-MACH-01 | Outside Processing Machining | 0 | 0 | 2.95 | 0
V-8000-4B | Elec,pH,X-VD,DJ,1/2" Housing,SPR | 0 | 266.59 | 31.757 | 31.782 | PROX Lab
OSP-MACH-MIS | Outside Processing Machining | 0 | 0 | 10 | 0
27020-20 | Elec,pH,DJ,BF,#TP5312000S10AB,1"MNPT,Tuff Tip | 0 | 94.01 | 45.87 | 38.938 | PROX Lab
M01-005-028 | Sub,Housing,Nat Peek,0.9"ODx6.83"L,18TPI,JLT,Tuff Tip,A-35PB | 0 | 0 | 162.86 | 0
1921020 | Lock&Load Assembly,CPVC,1&1/2"MNPT | 0 | 617.36 | 126.14 | 22.18
MPE-PTSA-F2 | Elec,PTSA,GrayPVC,6PIN,4-20mA,w/TEE,BLT#XC-PTSA201 | 0 | 0 | 312.503 | 0 | Lab-Ovh
AGSIS01 | Solu,Ionic Strength Adjustor,Silver,475ml | 0 | 0 | 2.162 | 9.75
77180106 | Raw,Connector, S7 Plug DLG, Color (Red) | 5125 | 21.1 | 2.0425 | 1.2737
T0ET-0001 | Elec,Temp,TC,BLK POLYMER,NTC-5K,3M,RJ22 | 0 | 0 | 19.622 | 0 | Lab-Ovh
1900004 | Raw,Housing,Ryton Twist Lock (no O-rings) | 721 | 3.03 | 2.6655 | 2.6655
V-700L-16BMA | Elec,pH,X-VD,DJ,12x115mm,Epoxy,10K Ther,BNC/3.5G,Guard,Seale | 0 | 229.15 | 32.547 | 21.79 | Lab-Ovh
XC-TRYP | Elec,Fluorometer Tryptophan,Ti,NTC-30K,AMP CONN,RS485 | 0 | 0 | 387.799 | 0 | Lab-Ovh
SUR1508-003B | Elec,Surfactant,DJ,12mmx110mm,Refillable,Epoxy body | 1 | 122.98 | 31.803 | 30.005 | Lab-Ovh
A-3515KB-3BT3 | Elec,pH,X5,TB557,SPR,PT100,Kynar/Simriz,SolGrnd,TeflonTuffTp | 0 | 627.4 | 175.27 | 0 | Lab-Ovh
MK7S-11613110 | Holder,MKVII 316SS Ins Assy,No BV or Nipple,Simriz ORing, | 0 | 1282.78 | 339.631 | 336.921 | Lab-Ovh
V-13K2B-4BH | Elec,pH,X-VD,DJ,T/L,TC 100 ohm,TFE ins,K 1050LF,SPR | 1 | 508.38 | 107.138 | 33.247 | PROX Lab
A-3515KB-20H | Elec,pH,X5,TB557,SPR,PT100,Kynar/Simriz,SolGrnd,TeflonTuffTp | 1 | 646.22 | 194.421 | 178.862 | Lab-Ovh
A-3515B-30H | Elec,pH,X5,TB557,SPR,PT100,Kynar/Viton,SolGrnd,TeflonTuffTip | 0 | 565.17 | 88.006 | 0 | Lab-Ovh
A-3515B-50H | Elec,pH,X5,TB557,SPR,PT100,Kynar/Viton,SolGrnd,TeflonTuffTip | 0 | 585.9 | 103.361 | 0 | Lab-Ovh
A-35151-20H | Elec,pH,X5,TB557,SPR,3K,,Kynar/Viton,SolGrnd,TeflonTuff Tip | 0 | 555.17 | 92.781 | 0 | Lab-Ovh
M000009-D | Holder,1/2"MNPT Black Nylon Fitting,0.625 Drilled Cap | 0 | 11.82 | 2.769 | 2.769
2010470 | Acce,Adapter,FBNC to Hanked, Coaxial L/N Cable,3" | 0 | 51.04 | 3.581 | 1.732 | Lab-Ovh
A-35151-3BT3 | Elec,pH,X5,TB557,SPR,3K,Kynar/Viton,SolGrnd,TeflonTuff Tip | 2 | 599.08 | 73.631 | 66.561 | Lab-Ovh
A-3516B-20H | Elec,pH,X5,TB557,SPR,PT100,Kynar/Viton,SolGrnd,CeramicTuffTp | 0 | 585.17 | 66.435 | 0
A-3516B-3BT3 | Elec,pH,X5,TB557,SPR,PT100,Kynar/Viton,SolGrnd,CeramicTuffTp | 0 | 595.16 | 61.747 | 0 | Lab-Ovh
C91-M06-TN | Sub,Cable,CE,6M,4 wires,Tinned,pH,Ref,TCs,Shrink Tubes | 0 | 0 | 19.398 | 19.419 | Lab-Ovh
C91-X50-AL | Sub,Cable,CE,50 inches,4-pin AL connector (EN3C4MX) | 0 | 0 | 8.016 | 0
C80-003-BV | Sub,Cable,Coax,RG174,3F,Female BNC | 0 | 0 | 2.814 | 2.814 | Lab-Ovh
C80-020-TC | Sub,Cable,Coax,RG174,20F,Tinned Leads. | 9 | 0 | 6.948 | 6.948 | Lab-Ovh
22092008 | Raw,O-Ring,Buna 70, 2-008 | 3645 | 0 | 0.02 | 0.02
C84-X07-TT | Sub,Cable,4C,7 inches,Tinned Leads both ends per drawing | 0 | 0 | 0.445 | 0
V-0000-6B | Elec,pH,Ryton Cap,X-VD,DJ,SPR,No TC,12x110mm | 0 | 208.91 | 27.614 | 26.787 | PROX Lab
00031280 | Raw,Pipe, CPVC 3/4" sch 80 Grey color | 65 | 0 | 2.13 | 2.13
M01-001-196 | Sub,Housing,Blk Kynar,3/4"MPT.,LCJ for.202"&.28"Gls,Tuff-Tip | 0 | 0 | 22.125 | 0 | Lab-Ovh
M01-001-197 | Sub,Housing,Blk Kynar,3/4"MPT.,LCJ for.202"&.28"Gls,Guard | 17 | 0 | 14.791 | 14.791 | Lab-Ovh
315100ND-T | Sub,0.015" Silver Wire,100mm Length,AgCL Dip,Thick Coated | 0 | 0 | 0.466 | 0
315140NB-T | Sub,0.015" Anodized Wire,140mm Length,AgCl Dip,Thick Coated | 0 | 0 | 0.466 | 0
I-271 | Elec,Chloride,Mono,#CL01501-S7,12x110mm | 3 | 132.83 | 29.941 | 29.941 | PROX Lab
19500-46 | Elec,Cond,K=10.0,#1921304-61-010T,Glass,3/4"MNPT,PT100 | 1 | 97.83 | 40.574 | 37.541
R001069 | Solu,Galvanic DO Fill Solution with EG, pH14, 125 mL | 0 | 25.44 | 1.482 | 1.093
BS806GX-21FT | CABLE ASSY,21FT | 0 | 435.2 | 157.87 | 0
BS811MN-2FT | Acce,Cable Assembly,2FT | 0 | 87.53 | 22.132 | 0
1919686-010B | Elec,Plat,SJ,Special PVC Housing for AWE | 0 | 69.55 | 45.13 | 43.722 | Lab-Ovh
PS183-20B | Elec,pH,X2,SJ,PVC,3/4"BSP,Guard,5mm Cable,Blue boot | 0 | 58.24 | 36.01 | 36.01 | Lab-Ovh
2731312-30-3SMA | Elec,Cond,K=1.0,12x110mm,Graphite,No TC,SMA | 1 | 84.5 | 13.612 | 12.122 | Lab-Ovh
390816 | Acrylic FlowCell,1.375"OD,10-32 UNF,In/Out,#1001008B-10/32 | 0 | 192.25 | 80.6 | 80.6
RPPC110-3SMA | Elec,Plat(PT Wire),SJ,12mm x 115mm,Amber PC,SMA | 1 | 72 | 16.926 | 16.661 | Lab-Ovh
35801-70 | Elec,pH,X-5,SJ,#5733528RA21-002BG,Refill,w/Philip TC | 4 | 0 | 9.299 | 2.661
35805-08 | Elec,pH,XVBD,DJ,#577B701-003B,12x110mm,Refillable,Glass Body | 1 | 50.86 | 29.951 | 28.636 | PROX Lab
PHPT2P0-3SMA | Elec,pH,GXVF,DJ,12mmX115mm,Sealed Reference,Amber PC | 2 | 63 | 12.506 | 12.106 | Lab-Ovh
R0117BM | 316/316L SS TUBING A276/ A479 ; ID 0.26 - OD 0.44 | 0 | 0 | 0 | 0
3921060 | Submersion,Electrode Holder,CPVC,2 Piece Gland | 0 | 0 | 22.413 | 1.824
5E1063 | Antimony Internal,Sub Assem,.305"Dia x .400"Long Billet,2.2" | 4 | 62.97 | 18.515 | 18.515
245017 | Main PCB. Safedip (SPENA-09-04) | 10 | 0 | 37.05 | 37.05
00190023 | Raw,Tubing,SS,316,1/2" Pipe,SCH160,Seamless | 66 | 0 | 19.85 | 19.85
C27-003-TC | Sub,Cable,TC,C27,3F (1M),Strip and Tin,Cable:99030043 | 100 | 0 | 3.246 | 3.246 | Lab-Ovh
PHPV2P0-3SMA | Elec,pH,XVD,DJ,12mmX115mm,Sealed Reference,Amber PC | 1 | 63 | 13.303 | 12.867 | Lab-Ovh
H077-D001 | Elec,pH,X5,CPVC,3/4"NPT,DJ,NTC-10K,20FT,T,RS485 | 0 | 200 | 79.852 | 90.78 | Lab-Ovh
M02-005-006 | Sub, Cap, PEEK, for 6-pinMaleAmphenolConn.,HACH,DPD1P1 | 0 | 0 | 0 | 0
5773521-003B | Elec,pH,X-2D,SJ,12x110mm,Soil pH,Refillable | 2 | 155.62 | 23.476 | 23.476 | PROX Lab
C93-X20-TT | Sub,Cable,22AWG (200102),20",Blue shrink tube,Tin (3.75") | 0 | 0 | 5.373 | 5.373 | Lab-Ovh
C91-M06-TN1 | Sub,Cable,CE,6M,4 wires,Tinned,pH,Ref,TCs (1"Drain wire) | 0 | 0 | 20.351 | 20.351 | Lab-Ovh
I-371 | Elec,Copper,#CU01501-S7,12x110mm | 3 | 156.1 | 58.196 | 58.196 | PROX Lab
C92-M06-TN1 | Sub,Cable,CE,WP,6M,4 wires,Tinned Leads,pH,Ref,TCs (1"Drain) | 0 | 0 | 13.973 | 13.973 | Lab-Ovh
45-0075 | Flow Cell,Acrylic,T/L Insertn,1/4"FNPT Inlet/Oulet,#1001043S | 0 | 134.03 | 11.438 | 3.728
C91-010-UI1 | Sub,Cable,CE,10F,Male BNC,strip & Tin,Green,White,(1" Drain) | 0 | 0 | 10.463 | 9.049 | Lab-Ovh
C91-010-UI | Sub,Cable,CE,10F,Male BNC,strip & Tin,Green,White | 0 | 0 | 10.472 | 9.064 | Lab-Ovh
C84-M05-TO | Sub,Cable,4C,5M,Strip and Tin,3 wires,TCs&GND | 0 | 0 | 8.932 | 7.204 | Lab-Ovh
35804-08 | Elec,pH,XVBD,DJ,12mmx100mm,Epoxy Body,#573B706-B | 2 | 35.71 | 24.114 | 24.114 | PROX Lab
C80-X06-BX | Sub,Cable,Coax,RG174,6 inches,Male BNC,strip off Shielding | 0 | 0 | 1.967 | 0.744 | Lab-Ovh
5659-07 | Acce,Cable,RG174 Low Noise,SN6 to US Standard,Peco #9001041- | 0 | 0 | 15.71 | 9.65
C91-M20-PN | Sub,Cable,CE,20M,Plug,4-Pin Conn (220155),Tin leads,4 wires. | 0 | 0 | 62.344 | 0
35808-98 | Elec,pH,X-5,SJ,#5732528A1-3I6W,12x115mm,Bubble Wrap,30K | 0 | 55.91 | 27.525 | 10.178 | PROX Lab
35812-18 | Elec,Fluoride,12x110mm Epoxy,Refillable,#F001508-010B | 3 | 124.98 | 42.719 | 42.719 | PROX Lab
00070292-078 | Sub,Cut,Barium, 2.92mm (.115") x 078mm (3.06") Length | 0 | 0 | 0.002 | 0
SI1D11L-078 | Sub,stem,TC,0.115"x3.06"L,Sealed End#WQ300-01-01 | 9 | 0 | 0.002 | 0.004
M07-011-004 | Sub,Tube,PVC,Grey,0.23"ODx0.15"IDx3.18"L,WQ300-04-01 | 14 | 0 | 0.141 | 0.141
ISEFI1503-032 | Sub,ISE,FL,1.26"Length ,1503,WQ300-01-02 | 116 | 0 | 0.001 | 0.002
00070241-028 | Sub,Cut,Barium, 2.41mm (.095") x 28mm (1.10") Length | 0 | 0 | 0.001 | 0
2005169 | Elec,pH,XVD,DJ,Horiz Mounting,PEEK Body,Teflon,KCl Polymer | 12 | 60.67 | 27.529 | 27.529 | PROX Lab
00070584-076 | Sub,Cut,Barium, 5.84mm (.230") x 76mm (3") Length | 0 | 0 | 0.009 | 0
SI1O3K1L-081 | Sub,stem,FL,Glass Body,0.280"/0.230"x3.18"L,WQ300-01-03 | 23 | 0 | 0.011 | 0.01
PHDG-8002 | Elec,Polarographic,#O23IP18-I4,1/2" OD,PT1K,W/4 pim mini din | 0 | 0 | 51.2 | 51.2
HEFER-004 | Elec,Mono Ref,DJ#R-57-V12,.25ceramic,sealed,PT100,Hefer Logo | 1 | 83.79 | 21.422 | 16.27 | PROX Lab
3637-10B | Elec,pH,X2,DJ,6" Kynar,W/ 3/4" BSP Thread | 3 | 86.27 | 45.175 | 12.27 | PROX Lab
PTT183-20B | Elec,pH,XVF,DJ,3/4" BSP PVC,Tuff Tip,5mm Cable,Blue Boot | 23 | 61.2 | 32.615 | 32.615 | Lab-Ovh
9069-10B | Elec,pH,X-5,SJ,#2773501-010B,12x110mm,W/Boot | 2 | 35.68 | 13.754 | 11.069 | Lab-Ovh
106151 | Acce,Adapter,Twistlock,Kynar, 1-1/2" MNPT, see notes | 0 | 0 | 25 | 25
245050 | Raw,PCB Assembly,SaltDip | 3 | 0 | 32.43 | 31.16
DPT-2000-RC-375 | Raw, Dip Probe with Replaceable Oxygen Cap 3/8" OD SS /7" lo | 12 | 0 | 380 | 380
SB-P1SV | Sub, 1'' Salt bridge, HACH, DPD1P1 | 0 | 0 | 13.726 | 0
5993-62 | Elec,Plat,SJ,#1969626-010B,1/2"NPT In-Line | 6 | 107.2 | 41.305 | 21.997 | Lab-Ovh
DOPO2FOOA-2000 | Raw, Bifurcated Plastic Fiber Optic used in DOPO2-Fiber opt | 6 | 0 | 210 | 210
BS809TS | INSULATOR INDUSTRIAL | 0 | 0 | 625 | 0
AREF35N-060 | Sub,stem,Ref,0.115"ODx2.35"L,0.04" Ceramic Pin#H0AKU-01-01 | 0 | 0 | 1.043 | 0 | Lab-Ovh
ATT16-070 | Sub,Test Tube,0.135"OD x 2.8"L#H0AKU-01-02 | 0 | 0 | 0.471 | 0 | Lab-Ovh
M0300R1-M1 | Membrane Replacement, 1 Mil, 25 Rounded Membranes | 0 | 123.15 | 2.197 | 3.029 | Lab-Ovh
C-678 | Elec,pH,X-2,SJ,#5573501-150-S7,6x150mm,Reduced Tip | 0 | 0 | 4.027 | 22.91
I-471 | Elec,Lead,Mono,#PB21501-S7,12x110mm | 0 | 156.1 | 56.56 | 12.298 | PROX Lab
52001710 | Elec,Cond,K=1.0,#C527-2-2S-25T,Titanium | 0 | 0 | 41 | 41
699-06477 | Elec,Sodium,DJ,#NA71508-003B,12x110mm,Refillable | 5 | 0 | 16.401 | 1.626
699-06479 | Elec,Lead,DJ,12x110mm,Refillable,#PB21508-003B | 0 | 0 | 48.165 | 0
27507-08 | Elec,pH,X-5,SJ,#5735528RA10-03BG,12x115mm,Ref,30K TC | 2 | 0 | 22.87 | 2.021
27507-62 | Elec,pH,X-5,#5735728A7-3B4,Epoxy,10K,4 Pin Specs | 0 | 0 | 7.452 | 2.599
C80-034-BF | Sub,Cable,Coax,RG174,34F,Male BNC with Black Boot | 0 | 0 | 9.373 | 9.373 | Lab-Ovh
35802-58 | Solu,Kit,Calcium, PECO#CA0003K | 0 | 0 | 10.242 | 3.92
35805-27 | Elec,Gold,DJ,#5778885-003B,12x110mm | 2 | 0 | 4.904 | 3.086
5899-25 | Elec,Ref,DJ,12x120mm,Tef Jun.,Refill,Epxy Body,3'D,Special | 0 | 74.33 | 31.082 | 24.731 | PROX Lab
HI2910 | Elec,pH,GX5,SJ,#5733526-110-16SB,12x110mm,Special Cap | 0 | 0 | 11.053 | 4.419
1923537-010B | Elec,pH,X-2,SJ,3/4"NPT In-Line,CPVC Housing | 3 | 156.25 | 14.892 | 5.108
33719 | Solu,Inner Fill, Ammonia, 0.1M NH4Cl, 125mL, #NH3IF01 | 0 | 14.67 | 1.482 | 1.482
19504-02 | Elec,Cond,Torroidal,#C3254.2,CPVC,0 to 100 mS | 0 | 295.83 | 182.525 | 168.421 | Lab-Ovh
63-0051 | Temp,Temp Plug,1/4"MNPT CPVC,PT100,#1911000-025TV12 | 0 | 0 | 3.893 | 1.556
63-0052 | Assembly,Lock & Load,PVC,1.5" Fitting,#1911020 | 0 | 0 | 30.982 | 15.529
PC1R1A-V12 | Elec,pH,X-VD,DJ,3/4"MNPT Ryton,Graphite Insert,PT100 | 17 | 74.74 | 40.191 | 42.991 | Lab-Ovh
M31-003-003 | Sub,Ring,SS 316,1.05"ODx0.923"IDx1"L,Housing TP567 | 42 | 0 | 2.942 | 1.421 | Lab-Ovh
35805-05 | Elec,pH,XVBD,SJ,12x115mm,#PH7V130-3B | 106 | 19.97 | 14.049 | 14.049 | Lab-Ovh
CCDCTTJBR2C00 | Elec,COND,K=1,8550,JB,1-1/2"MNPT,21"L,w/saftycable&bushg | 0 | 0 | 292.971 | 0 | Lab-Ovh
EP485A3F0025MXX | Acce,Calibration Plug for 871FT | 0 | 175.17 | 44.791 | 58.689 | Lab-Ovh
27506-00 | Elec,Bromide,#BR01522-003B,12x110mm,Refill | 1 | 0 | 4.944 | 2.56
27507-24 | Elec,pH,DJ,X5F,30K TC,Tuff,#5735734A14-3BRCA | 0 | 87.78 | 31.556 | 27.512 | PROX Lab
35802-69 | Solu,Kit,ISA,STD,Ref Fill,Syringe,Polish Strips,#F00002K | 0 | 32.35 | 6.867 | 6.898
PH10-1P2A-100 | Elec,Dolphin,PH,DOME BULB,w/GUARD,W/PCB,3wirePT1K,100FT CABL | 0 | 352.21 | 234.563 | 0 | Lab-Ovh
2005350 | Elec,pH,XVD,DJ,LiCl,Radel,Teflon Recess,No Guard,Prefault | 0 | 98.47 | 40.782 | 32.142 | PROX Lab
15382001 | MRO,Needle, SS 1'' Long Yellow .035''OD x 0.23ID | 0 | 0 | 0.18 | 0.18
15380007 | MRO,Needle, Pink Hub SS 1-1/2''Long | 500 | 0 | 0.35 | 0.35
16001114 | MRO,Prod, Tool, PadPrinterInkWhite F18.60700.4 for Pasco | 0 | 0 | 117 | 117
16000020 | MRO,Prod, Paint Stamp,Pad printer thinner VD , 1 liter | 0 | 0 | 41 | 41
00200600 | Raw,Barstock,Porous Teflon(PTFE).625"ODx11.5"L,20%Glass Fill | 8 | 0 | 63.94 | 63.94
44002123 | Raw,Bag, Clear Ziplock 2'' x 3'' 2 Mil thick | 9022 | 0 | 0.0049 | 0.00492
13-620-196 | Elec,pH,FS5,DJ,#RS5735703-003B,Epoxy,Spring Loaded | 0 | 0 | 23.116 | 6.178
V-200B-10BT | Elec,pH,MK7,X-VD,DJ,SPR,PT100,Ryton/Viton | 1 | 475.21 | 26.076 | 26.076 | Lab-Ovh
R035-SP007-3M | Elec,ORP,Gold disc3mmOD,SJ,3M COAX,BNC,APAC made | 0 | 22.9 | 18.1284 | 25.3
SPBS805JU | Kit,Spare Parts Kit for Ball Valve BS805JU | 0 | 1920.88 | 560.945 | 548.389 | Lab-Ovh
PB2IS01 | Solu,Lead, Ionic Strength Adjustor 5M NaClO4,(more) | 0 | 0 | 101.219 | 113.445
RHIO-PT01-V2 | Elec,MULTI,pH,ORP(Pt),TC,ABS#V2 version | 0 | 30.77 | 19.4571 | 19.4571
00287023 | Raw,Oxygen Senosr Cover,mold,ABS+PC,Blue,DOCPA-04-05 | 0 | 0 | 0 | 0
00287024 | Raw,Agitator 2mm Bore Twin Props,ABS+PC,white,DOCPA-04-06 | 0 | 0 | 0 | 0
192IP57-33TV10 | Elec,Polarographic,PT1K 3/4" MPT CPVC,250nA-320nA Out-Put | 2 | 546.1 | 136.563 | 136.563
00287025 | Raw,Inter PCB's stand-off,ABS+PC,white,DOCPA-04-08 | 0 | 0 | 0 | 0
00287026 | Raw,Agitator Top Bushing-Seal ,PTFE,machined,DOCPA-04-02 | 0 | 0 | 1.3 | 0
SP11X | Elec,pH,X-VF,DJ,#573V734-S7,12x110mm,Tuff Tip | 0 | 0 | 11.522 | 7.623
N0224CE | WIRE,30 YELLOW XLPE | 999.1 | 0 | 0.5 | 0.5
27011-50 | Elec,pH,X-BF,DJ,#1963734H-010B,1/2"MNPT,Tuff Tip | 2 | 85.11 | 33.62 | 32.649 | PROX Lab
HEFER-016 | Elec,CT,K=0.01,316SS,PT100,1"Sanitary,TFL insert,Hefer Logo | 0 | 284.38 | 42.077 | 0
876EC-TYAA-7M | ELECTRODELESS CT INTELLIGENT TRANSMITTER | 0 | 242.23 | 90.814 | 492.289 | Lab-Ovh
871PH-5F2A | Elec,pH,Ryton,Flat Bulb,PT1k,Carp,Ceramic jct,20ft Cable,piL | 0 | 512.86 | 287.519 | 313.999 | Lab-Ovh
871CR-A1T4H1B1 | CT R-SENSOR,0.1,CPVC,TI,4"INSERT,1"SSBVA,PT1K,20FTHT,#6 | 0 | 1062.06 | 642.566 | 568.926 | Lab-Ovh
875PH-C3Z-C | PH/ORP/ISE ANALYZER,240VAC,SURFACE,NO CERT,HART | 0 | 450.49 | 146.456 | 0 | Lab-Ovh
875EC-A1C | ELECTRODELESS CT ANALYZER,120VAC,PANEL,CSA | 0 | 472.74 | 126.822 | 566.001 | Lab-Ovh
871PH-3F1A-3-40 | Elec,871PH-3F1A-3,40FT Cable Length | 0 | 505.86 | 270.813 | 260.118 | Lab-Ovh
EP307B3T3T1S1 | ELECTRODELESS CT | 0 | 579.83 | 540.248 | 455.426 | Lab-Ovh
BS805GU | BUSHING, 1-1/2" NPT (KYNAR) | 17 | 0 | 62.518 | 137.342 | Lab-Ovh
BS814NE | Upper Hsg Agency FM - PH12S | 0 | 0 | 16.37 | 0
M36-027-001 | Sub,Disc,rBlack PVC,0.41"ODx0.236"L,2 holes#WQ300-04-02 | 26 | 0 | 0.038 | 0
CCDBTR2014S00 | Elec,COND,K=0.1,PT1000,20FT,1 1/4" SS BVA | 0 | 0 | 456.903 | 477.897 | Lab-Ovh
EP485QRE2000MXX | Acce,Calibration Plug for 871EC -RE | 0 | 229.88 | 90.022 | 0 | Lab-Ovh
871CR-C4G1H1F1 | CT R-SENSOR,10,GFPEEK,GP,1"SSBVA,PT1K,40FTHT,#6 | 0 | 974.43 | 782.068 | 755.536 | Lab-Ovh
22320010 | Raw,Bushing,White Silic,40 Duro,0.40"ODx0.15"ID 0.085"sm hol | 18191 | 0 | 0.25 | 0.25
33390020 | Raw,Nipple, Ryton long hex body,(blank slate) | 7196 | 0 | 2.2848 | 1.92
44001504 | Label, Solid White for inside glass electrode, 1.5"W x 4"L | 177 | 0 | 0.447 | 0.447
22095712 | Raw,O-Ring,Buna 70, 5-712, .313"ID x .420"OD x .050"CS | 13497 | 0 | 0.2 | 0.2
POLY-002 | Elec,pH,X-VF,DJ,3/4"NPT CPVC,PT100,Tuff Tip,#V-BV10B-50H | 0 | 182.73 | 61.22 | 61.22 | Lab-Ovh
2005103.H | Elec,pH,XVTD,Peek Body,KCL Polymer,Teflon | 49 | 55.08 | 13.181 | 6.219
C40-003-WC | Sub,Cable,WC,C40,3 Feet,Male BNC,2.5mm Phone Plug | 0 | 0 | 44.747 | 0
C91-015-TV | Sub,Cable,CE,15F,4 wires,Tinned Leads | 1 | 0 | 14.176 | 14.176 | Lab-Ovh
C91-050-TV | Sub,Cable,CE,50F,4 wires,Tinned Leads,pH,Ref,TCs | 0 | 0 | 43.836 | 39.643 | Lab-Ovh
00221000 | Raw,Barstock, PVC 1" Dia, Gray color | 0 | 0 | 2.88 | 2.88
2005157 | Elec,pH,XVD,DJ,2 Guard Peek,Teflon,Na2SO4 Polymer | 3 | 65.81 | 27.53 | 27.53 | PROX Lab
31117448 | Elec,pH Stem,X-VD,.188"OD,Liquid fill,See Honeyweel drawing | 0 | 27.99 | 17.355 | 1.421 | PROX Lab
C6-010-TC | Sub,Cable,TC,C6,10 Foot,Strip and Tin,Cable:99030006 | 0 | 0 | 10.451 | 10.589 | Lab-Ovh
C91-020-TX | Sub,Cable,CE,20F,Tin leads,4 wires,special for FOXBORO | 0 | 0 | 16.172 | 16.186
SI1I11C8-244 | Sub,stem,pH,ASG VIII,0.195"x9.6"L#HD35T-02-01 | 13 | 0 | 0.013 | 0
00300150 | Raw,Barstock, Delrin Blk 1-1/2"OD | 56 | 0 | 5.28 | 5.28
871PH-3A5A | Elec,pH,Ryton,bulb,w/PCB,PT1K,MONEL,CERAMIC,20FT CABLE | 0 | 608.22 | 358.791 | 399.234 | Lab-Ovh
876CR-TXZZ-7 | CT&RESISTIVITY INTELLIGENT TRANSMITTER | 0 | 249.6 | 101.316 | 94.253 | Lab-Ovh
22082111 | Raw,O-Ring,Silicone 70, 2-111 | 1935 | 0 | 0.06 | 0.06
22090010 | Raw,O-Ring,Quad,BN70,8mmIDx1mmT | 296 | 0 | 0.7484 | 0.7484
875PH-D2Z-AC | PH/ORP/ISE ANALYZER,24VDC,PIPE,NOCERT,STORMDOOR,HART | 0 | 459.02 | 158.14 | 745.324 | Lab-Ovh
C621-1-1-1 | Elec,Cond.K=0.01,316 SS,1/2"MNPT,PT100 | 0 | 0 | 51.474 | 17.859
PH12-3P22S-MFN | Elec,pH,12MM,Flat Bulb,PEEK,225MM,PT1K,S Conn,Manual,FM | 0 | 611.23 | 604.251 | 0 | Lab-Ovh
CT40-SEMI | Elec,CT,Epoxy BK,Carbon,K=0.45,NTC10K,#CT40L-C02-45X-X000XX | 0 | 104.7 | 34.648 | 0 | PROX Lab
7792A1A-135-VII | Sub,stem,pH,ASGVII,DJ,Annular,.472"x5.32"L,.195",H011G-E2-01 | 0 | 0 | 0.021 | 0
35802-79 | Solu,Kit,N03,Incl: ISA,Std,Ref Fill,P#N03002K,Syringe | 0 | 33.73 | 11.99 | 13.66
50087-00-SF | Temp,TC,316SS,10K 3AI,#T0HRG-07-11 | 0 | 0 | 7.8645 | 0
B20B300-SF | Elec,Ref,Glass,No Sensing Mem,SJ#F0R8G-07-11 | 1 | 0 | 9.2696 | 5.359
00190100 | Raw,Barstock, SS 316L, 1"OD | 12 | 0 | 35 | 35
31056487 | Name Plate, for Honeywell Electrode | 527 | 0 | 1.11 | 1.11
44D014-0001 | Sub,J Base,Polypropylene Rod,3/8"ODx.55"L#F0HGP-04-02 | 11 | 0 | 4.808 | 0.174 | Lab-Ovh
AJ0CB1 | Solu,Carbon Dioxide Ionic Strength Adjustor, ISA | 0.7 | 0 | 47.88 | 47.88
M12-001-003 | Sub,Washer,Black Kynar,Split one side for 1061012P | 40 | 0 | 0.148 | 0.148
RF0CL1-30 | Solu,Chloride ISE Reference Fill, 30mL | 0 | 0 | 0.288 | 0.288
AJ0CL1-30 | Solu,Chloride ISE ISA, 30mL | 0 | 0 | 0.285 | 0.285
SD0CL2-30 | Solu,Chloride ISE Standard, 1000ppm as Cl-, 30mL | 0 | 0 | 0.288 | 0.288
449007-0040 | Sub,Cap,0.543"ODx2.372"L,ABS Rod,Blk,CTMTA-04-02 | 0 | 0 | 0.422 | 0
871PH-1F1A-4 | Elec,pH,Ryton,Flat Bulb,PT100,TI,Ceramic jct,20ft Cable,no p | 0 | 475.91 | 247.633 | 236.868 | Lab-Ovh
871A-1F-13-30FT | Elec,pH Probe,Flat Bulb,PT100, Cable Length 30ft | 0 | 323.26 | 157.824 | 0 | Lab-Ovh
871A-2F-13-30FT | Elec,pH Probe,Flat Bulb,PT100,w/PCB,Cable Length 30ft | 0 | 305.85 | 133.471 | 140.101 | Lab-Ovh
871A-3F-13-30FT | Elec,pH Probe,Flat Bulb,PT1k,Cable Length 30ft | 0 | 327.87 | 160.947 | 0 | Lab-Ovh
445004-0005 | Sub,Cap Housing,0.63"ODx1.76"L,White Teflon,F0HGP-04-04 | 121 | 0 | 2.73 | 2.73 | Lab-Ovh
C91-020-TN | Sub,Cable,CE,20F,4 wires,Tinned Leads,pH,Ref,TCs,Shink Tubes | 4 | 0 | 19.413 | 19.433 | Lab-Ovh
ARFREIGHT | AR Shipping | 0 | 0 | 0 | 0
DOP1-2003XT-M10 | Elec,ODO Gen2,SS316, 4-20mA,TEMP, V9.09.22 | 1 | 842 | 183.498 | 188.929
DOP2-2003XT-M10 | Elec,ODO Gen2,SS316, 4-20mA,TEMP, V9.09.22 | 0 | 0 | 170.253 | 0
ENV-40-PH-3M | Elec,pH,XVD,DJ,12mmX115mm,Sealed Reference,Amber Polycarb | 0 | 0 | 5.154 | 0
ENV-20-EC-K1-3M | Elec,Cond,K=1.0,12x040mm,Graphite,No TC,SMA | 0 | 0 | 3.319 | 3.34
446005-0004 | Sub,Cap,0.63"ODx1"L,Acetal Rod,Blk,HPHRH-04-02 | 76 | 0 | 0.272 | 0.272
640111 | Raw,Shrink Tubing, 3/64. Black. RoHS2 | 12000 | 0 | 0.11 | 0.11
BS805TJ | ELE PROTEC SLV | 1 | 220.76 | 63.429 | 63.073 | Lab-Ovh
BS810ZT | Acce,Kit,Tri-Clamp 2" | 0 | 894.41 | 316.631 | 0 | Lab-Ovh
196B739CG-4TV12 | Elec,pH,XVD,DJ,PT100,3/4"MNPT Kynar Guard,1.3" Insert | 1 | 322.24 | 43.18 | 41.111 | Lab-Ovh
SK20T | Elec,Cond,K=1.0,#5771302-32-003BU,12x110mm,Plat,Black Boot | 0 | 68.33 | 52.68 | 19.662
SP65X | Elec,Ag,SJ,#5770601-S7,12x110mm,Refill | 0 | 77.44 | 53.428 | 51.663
SP50Y | Elec,Plat,SJ,#5739602-S8,12x115mm,Epoxy | 0 | 0 | 43.715 | 18.934
BS806HD-40 | CABLE ASSY,125C LGLES 427, 40ft. | 0 | 187.35 | 140.795 | 0
BS806HD-10 | CABLE ASSY,125C LGLES 427, 10ft. | 0 | 52.15 | 36.566 | 0
871EC-LB0-34-40 | 871EC-LB0-34,40FT CABLE LENGTH | 0 | 414.18 | 352.813 | 0 | Lab-Ovh
873CC-BIYFNZ-7 | CONTACTING CT ANALYZER,220VAC,4-20MA,PIPE,FM,STORM DOOR | 0 | 281.48 | 111.938 | 574.408 | Lab-Ovh
E61M013-SF | Elec,CT,Black Polymer,Dual Pt Plate,K=1.0#CTRML-07-01 | 99 | 0 | 23.8691 | 16.2375
E21M002-SF | Elec,Ref,Glass,No Sensing Mem,SJ#F0R7G-07-S1 | 1 | 0 | 10.6186 | 6.1912
7000103 | Universal Amplifier,Male BNC to F/BNC,Unity Gain | 0 | 123.6 | 23.75 | 23.75
027IP12-180 | Sub,Oxygen,Polarographic,Glass,0.012" Pt wire,See Drawing | 5 | 0 | 1.857 | 0
R-173 | Elec,Ref,DJ,Mono,Refill,Sleeve Junction,#5771405-S7 | 0 | 70.76 | 26.459 | 26.459 | PROX Lab
M02-020-042 | Sub,Cap,Black Ultem,DL,large Fermentation Oxygen,for 5643-00 | 19 | 0 | 1.945 | 0
C-181 | Elec,pH,XVK,SJ,#573V511-S7,12x110mm,Blue Epoxy | 91 | 43 | 21.194 | 21.194 | Lab-Ovh
C-272 | Elec,Plat,SJ,12x110mm,Refill,#5779601-S7 | 0 | 66.85 | 40.814 | 40.814 | Lab-Ovh
3151220NN | Sub,Ag Wire,.015" Diameter,1220mm (4 FT) Length,No Dip | 0 | 0 | 3.197 | 0
PHG1GT207SSC | Elec,pH, 8550 thermistor, 20ft cable, ss tag, Cal Cert. | 0 | 176.04 | 79.706 | 79.706 | Lab-Ovh
K771410C | Elec,Ref,DJ,#5771410-005U,12mm,Calomel,Sleeve | 0 | 0 | 20.93 | 14.446
E31M001-SF | Elec,ORP,Glass,PT Band,_#R0RMG-07-01 | 20 | 0 | 17.2578 | 11.74
77330003 | Raw,Temp.Compensator, Balco Type 430,3K Ohms,Tolerance:+/-1% | 307 | 0 | 13.44 | 13.44
E31M002-SF | Elec,ORP,Glass,PT Rod,_#R0R8G-07-01 | 5 | 0 | 30.5415 | 17.66
M01-003-045 | Sub,SS304 Housing 0.84"ODx5"L,1/2"NPT#R0ADS-04-01 | 17 | 0 | 8.266 | 8.694 | Lab-Ovh
CAL1502-003B | Elec,Calcium,DJ,12mmx110mm,Refill,Glass Body | 2 | 0 | 7.883 | 2.07
27502-99 | Solu,Kit,WaterHardness,Incd:ISA,Ref Fill,Tool, #CAMG02K | 0 | 37.03 | 5.805 | 5.805
35820-62 | Elec,Cond,K=1,#2731312-31S-25T,12x110mm,Graph,PT100,Epoxy | 4 | 58.96 | 41.035 | 41.035 | PROX Lab
35608-52 | Elec,Cond,K=1.0,#5771302-3A1-3I6,30K TC,6 Pin,Glass | 0 | 129.27 | 60.752 | 55.118 | Lab-Ovh
602ASORP | Elec,Plat,SJ,AC,12x115mm,#2739630-010B | 0 | 96.54 | 42.684 | 37.43 | PROX Lab
602ASPH | Elec,pH,X2,SJ,AC,12x115mm,#2733530-010B | 1 | 94.55 | 32.048 | 10.799 | PROX Lab
00190072 | Raw,Screw,SHCS M1,6 x 3, 18-8 | 0 | 0 | 16.03 | 0
22092217 | Raw,Grommet SRB 55A,Stretch | 0 | 0 | 38.17 | 0
00020011 | Raw,Washer M4 Brass | 0 | 0 | 4.28 | 0
5643-00 | Elec,Polarographic,#027IP12-180-10,12mm Glass,IL InGold,NoTC | 2 | 121.75 | 23.114 | 6.52
29029-40 | Acce,Cable,Detachable Lead,3mm Lownoise,#9001091-005ST | 0 | 0 | 12.024 | 6.61
5662-45 | Elec,pH,DJ,#A773791-DL,Autoclavable,Flow-Thru,Fits 5662-40 | 0 | 94.7 | 14.238 | 2.322
35607-52 | Elec,Cond,K=1.0,#5771302-3P-002BG,12x110mm,Plat | 9 | 0 | 24.69 | 17.316
00281516 | Raw,probe housing, grey PVC,MTKTV-04-01 | 0 | 0 | 0 | 0
00281530 | Raw,probe base, grey PVC,MTKTV-04-02 | 0 | 0 | 0 | 0
00281550 | Raw,probe cap, grey PVC,MTKTV-04-03 | 0 | 0 | 0 | 0
CU0AS02 | Solu,Cupric Activity Standard, 1000 ppm, 475 ml Bottle | 0 | 0 | 8.647 | 8.647 | Lab-Ovh
CU01508-003B | Elec,Copper,DJ,12x110mm,Epoxy,Refillable | 3 | 0 | 48.214 | 27.054
SC06B | Acce,Cable,Detachable Lead,CD to BNC,LowNoise Coax,#9001041- | 0 | 0 | 9.456 | 8.323
00020012 | Raw,Bass Shoulder Screw4 mmOD, 6mmL, M3 x 0.5 mm Thread | 0 | 0 | 2.94 | 0
C91-M10-TN | Sub,Cable,CE,10M,4 wires,Tinned Leads,pH,Ref,TCs,Shrink Tube | 0 | 0 | 29.499 | 29.52 | Lab-Ovh
5658-15 | Elec,pH,XVBD,SJ,#5773504W-S7,12x110mm,Refill | 3 | 54.81 | 24.51 | 24.51 | PROX Lab
5983-20 | Acce,Adapter,US Standard to Male BNC, #8001048 | 0 | 23.94 | 11.984 | 11.883
C92-M06-TN | Sub,Cable,CE,WP,6M,4 wires,Tin Leads,pH,Ref,TCs,Shrink Tubes | 0 | 0 | 13.737 | 0 | Lab-Ovh
V-A110E-50H | Elec,pH,XVF,DJ,3/4"MPT Ryton,PT1K,PT Sol Grnd,TuffTip,LCJ | 12 | 230 | 87.11 | 0 | Lab-Ovh
00150023 | Fitting,Barb Straight Connetor,PolyPro,1/16"x1/16"HoseBarb | 0 | 1.05 | 0 | 0
871PH-3F1A-4 | Elec,pH,Ryton,Flat Bulb,w/PCB,PT1k,TI,ceramic,20FT,NOLUG | 0 | 478.83 | 246.452 | 271.279 | Lab-Ovh
93X075101 | Elec,Cond,K=1.0,#ECCONSEN21B,#5731302-3P-03BG,Plat,Epoxy | 0 | 0 | 41.795 | 19.94
876PH-TWCA | PH/ORP/ISE INTELLIGENT TRANSMITTER | 0 | 240.92 | 89.013 | 412.372 | Lab-Ovh
876EC-TYCA | ELECTRODELESS CT INTELLIGENT TRANSMITTER | 0 | 240.1 | 86.052 | 491.751 | Lab-Ovh
871CC-F2-3 | ELEC,CONT CT,THREADED 3/4 w/1/2 CONDUIT CONN,CABLE PER SO | 0 | 0 | 216.188 | 0 | Lab-Ovh
871CC-F2-3-10M | Elec, 871CC-F2-3,10M CABLE LENGTH | 0 | 498.12 | 239.039 | 245.611 | Lab-Ovh
PAP-60-16BA | Acce,Patch,AP,16mmODx1.5mmT,blk BA Overcoat | 0 | 55 | 5.951 | 9.996 | Lab-Ovh
873EC-BIZFGZ-5 | ELECTRODELESS CT ANALYZER | 0 | 432.74 | 263.803 | 612.839 | Lab-Ovh
876PH-SWFA-M | PH/ORP/ISE INTELLIGENT TRANSMITTER | 0 | 259.83 | 106.102 | 0 | Lab-Ovh
PH10-1N2A-3DA | Elec,Dolphin,PH,DOME BULB,W/GUARD,PT1000,30FT CABLE,IECEx | 0 | 290.95 | 167.048 | 155.042 | Lab-Ovh
M06-011-002 | Sub,Fitting,PVC,1/4"MPT for S005 Sol Gnd Plug#1911000S | 10 | 0 | 0.2 | 0.162
00150024 | Raw,Cust,Heat Shrink,3/64"ODx8"L,Lazar,HPHRH-06-01 | 2 | 0 | 0 | 0
27040-06 | Elec,pH,X5F,DJ,#RS9225V01T10EB,3KTC,3/V"MNPT Ryton,TEF | 3 | 0 | 34.691 | 8.501
CI-6716 | Elec,Plat,SJ,12.5x90mm,Epoxy Body,Barcode,#6739625-3B | 0 | 0 | 38.397 | 8.965
CI-6726 | Elec,Carbon Dioxide,#CO21501-3B,12x110mm,Barcode | 0 | 0 | 12.51 | 2.264
00150025 | Raw,Cust,Heat Shrink,3/32"ODx1"L,Lazar,HPHRH-06-01 | 658 | 0 | 0 | 0
ELM-186 | Elec,Cond,K=0.1,SS,CPVC,NTC-10K,ElmacronHsng | 1 | 147.9 | 67.088 | 64.753 | PROX Lab
77030040 | Raw,PCB Assembly,Vernier,XPH-BTA5X,APAC#7703A073 | 0 | 0 | 8.7 | 0
BS806HD-6M | CABLE ASSY,125C LGLESS 427, 6M | 0 | 101.72 | 74.783 | 0
BS806HD-33 | CABLE ASSY,125C LGLESS 427, 33ft. | 0 | 155.8 | 116.475 | 0
BS806HD-50 | CABLE ASSY,125C LGLESS 427, 50ft. | 0 | 232.42 | 175.538 | 0
BS806HD-100 | CABLE ASSY,125C LGLESS 427, 100ft. | 0 | 457.75 | 349.253 | 0
CU01503-DL | Elec,Copper,SJ,12mmx110mm,Spring Loaded, Epoxy Body | 1 | 585 | 25.833 | 25.833 | PROX Lab
BS806HD-20 | CABLE ASSY,125C LGLESS 427, 20ft. | 0 | 97.22 | 71.309 | 0
93X218823 | Elec,pH,X-VD,SJ,#ECFG7451901B#577V519-003B,12x110mm,sealed | 1 | 49.96 | 25.691 | 24.218 | PROX Lab
DM407 | Elec,Lead,Mono,#PB21501RG-S7,With Taper | 0 | 0 | 44.626 | 10.508
3923750-020B | Elec,pH,X-2,DJ,3/4"MNPT CPVC,6" With Guard | 0 | 249.18 | 39.046 | 44.311 | PROX Lab
BS806HD-15 | CABLE ASSY,125C LGLESS 427, 15ft. | 0 | 74.69 | 53.937 | 0
89025 | Elec,pH,X-1SF,DJ,#1962757S-010TV10,Tuff Tip,3/4"MNPT,Ryton | 0 | 0 | 13.903 | 4.557
5661-02 | Elec,pH,X-BD,DJ,#A773792-150-DL,Autoclavable | 1 | 138.52 | 28.71 | 23.684
1906649-2B | Elec,Platinum,DJ,MKVII,SPR | 3 | 519.09 | 35.962 | 37.57 | Lab-Ovh
111007.8X0.6 | Raw,o-ring,BN70 7.8mm IDX 0.6mmT,APAC supply | 4151 | 0 | 0.03094 | 0.02068
V-000B-16H | Elec,pH,Ryton Cap,X-VD,DJ,SPR,PT100,12x110mm | 4 | 274.05 | 42.088 | 39.276 | PROX Lab
PHE-6510B | Elec,pH,G-X5F,DJ,SPR,CERAMIC,CPVC,FBNC,w/OMEGA LOGO | 1 | 92 | 26.746 | 0 | Lab-Ovh
9001099-X30B | Acce,Cable,RG58 Lownoise, SN6 To BNC | 0 | 87.1 | 9.128 | 13.15
35801-02 | Elec,pH,SJ,XVBD,3/4"NPT,CPVC,100Ohm,#1923537-010BTV12 | 7 | 0 | 10.575 | 1.629
ORE-6510B | Elec,ORP,Ptdisc(5mmOD),DJ,SPR,CERAMIC,CPVC,FBNC,w/OMEGALOGO | 1 | 107 | 29.38 | 0 | Lab-Ovh
PHE-7351-15 | ELEC,pH,CPVC,3/4" NPT,ASGV,DJ Teflon, 20ft,BNC,APAC | 0 | 92 | 110.8255 | 61.94
PHE-7351-15PT1C | ELEC,pH,CPVC,3/4" NPT,ASGV,DJ Teflon, 20ft, PT100,BNC,APAC | 0 | 105 | 36.5058 | 71.35
PHE-7351-15PT1K | ELEC,pH,CPVC,3/4" NPT,ASGV,DJ Teflon, 20ft, PT1K,BNC,APAC | 0 | 110 | 35.3682 | 71.11
PCE-80-CL1001 | Elec,Chloride,#CL01502-S7 | 3 | 218.1 | 43.269 | 23.307 | PROX Lab
0022526 | Acce,Kit,871pH,PT ORP,Ryton,Viton, 316SS Extractor (BS805MD | 0 | 182.65 | 97.714 | 178.028 | Lab-Ovh
875CR-C1F-A | CT/RESISTIVITY ANALYZER,240VDC,PANEL,FM,STORM DOOR | 0 | 360.95 | 125.365 | 657.112 | Lab-Ovh
871EC-LB0-3V-35 | ELEC,871EC-LB0-3V,35FT Cable Length | 0 | 409.64 | 440.77 | 270.196 | Lab-Ovh
BVA-PHA1E16-D | BALL VALVE,PH10/ORP10,316SS,EPDM,0-16"L,2"ANSI150#FLANGE | 0 | 1891.66 | 1539.672 | 1547.202 | Lab-Ovh
CAL1501-X18Z | Elec,Calcium,Mono,12mmx110mm,PVC Body | 0 | 0 | 19.784 | 0.61
871A-4F-3-3M | ELEC,871A-4F-3,3M CABLE LENGTH | 0 | 289.57 | 111.936 | 131.439 | Lab-Ovh
875EC-B1U-A | ELECTRODELESS CT ANALYZER,220VAC,PANEL,UL,STORM DOOR | 0 | 479.37 | 135.995 | 546.526 | Lab-Ovh
871EC-EV3EP570T | ELEC,871EC-EV3 with Aux spec EP570T | 0 | 998.22 | 836.171 | 0 | Lab-Ovh
871EC-EV3EP570E | ELEC,871EC-EV3 with Aux spec EP570E | 0 | 1152.49 | 1005.746 | 0 | Lab-Ovh
871FT-3E4B3T39V | ELEC,FT CT,IND-HI,1",CARP,PVDF,ANSI150,PT100,PERSO,VT | 0 | 2686.4 | 3632.574 | 0 | Lab-Ovh
871FT3E4B3T3V30 | ELEC,FT CT,871FT-3E4B3T-39V,30FT CABLE LENGTH | 0 | 3364.85 | 3578.732 | 2646.582 | Lab-Ovh
V6R00ILL01 | Acce,Light Probe,Halogen,12x70mm,Pyrex, #277LI70-S8 | 0 | 49.39 | 5.987 | 10.763
27077-18 | Elec,Water Hardness,#WHA1580-010T,12x80mm,Sealed | 5 | 156.74 | 34.335 | 11.528 | PROX Lab
27301-24 | Elec,pH,X-BD,DJ,#1923737-010BHV10,PT1000 | 7 | 0 | 28.876 | 26.789
5731403-003B | Elec,Reference,DJ,Mono,12x110mm,Sealed | 0 | 0 | 2.782 | 1.071
BS810MG | DOL INSERTION SHAFT 25.02" TI | 0 | 738.11 | 210.889 | 0
X0175VA | Raw,TERMINAL BLOCK 11 POS | 25 | 0 | 5.8 | 5.8
5501A5TV-110-VD | Sub,pH,SJ,VD,6x110mm Length,1Wick,Refill | 17 | 0 | 0.103 | 0
AGS1501S-DL | Elec,Silver,Mono,8mmx110mm,TNC with special threaded cap | 4 | 377.72 | 42.431 | 41.248 | PROX Lab
NAB1502-S7 | Elec,Sodium,DJ,12mmX110mm,Glass body,PPB Range,Refill | 2 | 336.19 | 20.362 | 20.433 | Lab-Ovh
R031-S003 | Elec,ORP,black PC,PT disc,SJ,BNC,w/3F BNCtoFBNC cable,APAC | 0 | 22.25 | 14.86 | 0
BT-PH-3 | Acce,cable extenstion#BT-B03,pH pad print | 0 | 0 | 2.625 | 0 | Lab-Ovh
29000-60 | Solu,Internal Fill Solu,#CO2IF01-475 | 0 | 0 | 1.596 | 1.365
29000-70 | Solu,Calibration,Inc 475ml of CO2SS01A & CO2SS01B | 0 | 22.11 | 1.052 | 1.021
5733726R-003B | Elec,pH,X-5,DJ,12x115mm,Refillable | 0 | 0 | 2.801 | 2.267
C32-003-B1 | Sub,Cable,B1,C32,3F,Male BNC,Blue Shrink Tube | 0 | 0 | 1.584 | 0
BS811HE | EXT. CABLE, 7 COND, 10' | 0 | 114.43 | 33.105 | 32.768 | Lab-Ovh
BS811JB-F165 | PRE-AMP PATCH CORD | 0 | 726.87 | 216.074 | 172.548 | Lab-Ovh
046CE100E | Cert, Certificate E Document | 0 | 75 | 0 | 0
X0176BX | 2-PIECE FULL PORT THRD BALL VALVE 316 TC-02X 2" | 3 | 0 | 133.1791 | 140.2143
1345152 | HOUSING,TRANSMITTER, Z.I.P.S | 1 | 0 | 56.803 | 145.42 | Lab-Ovh
X0201GY | Raw,O-Ring,EPDM,0.862"IDx1.068"ODx0.103"C/S,90duro | 582 | 0 | 1.52 | 1.52
AS910BB | NAME PLATE, BVI INSTRUCTION | 54 | 0 | 2.1 | 2.1
046CE100C | Cert, Certificate C Document | 0 | 75 | 0 | 0
BS811LX-20 | CABLE ASSY,20FT | 0 | 0 | 22.787 | 22.701
871A-2F-3-20FT | Elec,pH Probe,Flat Bulb,PT100,w/PCB,Cable Length 20ft | 0 | 295.9 | 122.735 | 129.365 | Lab-Ovh
BS811LX-10 | CABLE ASSY,10FT | 0 | 0 | 13.019 | 12.94
BS811LX-30 | CABLE ASSY,30FT | 0 | 0 | 32.555 | 32.476 | Lab-Ovh
873EC-AIPFGZ-7 | ELECTROCHEMICAL ANALYZER,120VAC,4-20mA,FM,STORM DOOR | 0 | 329.92 | 153.444 | 156.055 | Lab-Ovh
BS805SP | FLOW CHAMBER | 0 | 1084.92 | 310.071 | 257.41 | Lab-Ovh
BS814ME | SMART SENSOR PC INTERFACE | 0 | 980.16 | 223.191 | 223.549 | Lab-Ovh
BS810HF | BUSHING 316SS 3/4" X 1" | 1 | 184.92 | 59.1 | 52.833 | Lab-Ovh
BS810KL | BUSHING CPVC 3/4" X 1" | 0 | 0 | 11.808 | 13.95 | Lab-Ovh
B1280LK | Acce,Kit,Demo,PH10-PH12-876PH-S&Parts | 0 | 7355.75 | 2024.993 | 1765.591
BS810XB | UNIVERSAL BUSHING ASSEMBLY,PVDF | 0 | 2181.69 | 641.298 | 621.264 | Lab-Ovh
0051192 | BUSHING 316SS | 9 | 237.7 | 68.458 | 67.838 | Lab-Ovh
BS812BM | FLAT GLASS PH ELECT MONEL | 0 | 449.26 | 59.828 | 71.398 | Lab-Ovh
BS806GH | ADAPTOR SHAFT | 13 | 0 | 284.7 | 284.7
BS806GG | HOUSING TRANSM | 6 | 0 | 275 | 275
2705012 | NUT HEX | 32 | 0 | 627.75 | 627.75 | Lab-Ovh
2705041 | BUSHING, 316, 1.5 NPT | 41 | 0 | 26.929 | 17.326 | Lab-Ovh
BS810NF | 1 1/4" THREADED CLOSE PIPE NPL | 13 | 0 | 20.61 | 51.21 | Lab-Ovh
BS810XG | MOUNT, SANITARY 2" | 7 | 0 | 171 | 171
BS813GT | BUSHING MOUNT, 316SS | 0 | 0 | 0 | 0
BS813VJ | 876 ENCL BLUE, MACHINING | 256 | 0 | 0 | 0
X0179MH | Raw,Screw,2 x 3/16 for PC Board | 3000 | 0 | 0.09403 | 0.09403
X0174ES | Raw,Screw,SEMS w/ Helical Lock & Flat washer | 12490 | 0 | 0.1281 | 0.1281
X0174EB | Raw,Spacer i/4" hex ss threaded 6-32 thru | 2965 | 0 | 0.366 | 0.366
BS813LW | LABEL, DATA, (Purchase XS005LF) | 0 | 0 | 0.26 | 0.21
BS811NQ | LABEL,CONDUIT CAUTION | 0 | 0 | 0.178 | 0.16
X0201ED | Raw,Ring,Retaining #5262 Sealing Ring (T&B) | 668 | 0 | 2.97 | 2.97
X0173UP | Raw, Nut HEYCO # 8463 1/2 NPT Lock Black Nylon | 2065 | 1.82 | 0.38 | 0.38
X0172BL | 1.06ODX.63 LONG CAP & PLUG LDPE RED CAPLUGS T-11 | 1564 | 0 | 0.1503 | 0.1503
10123FY | Doc,Instruction,Packing & P/L, 876 | 0 | 0 | 0.01 | 0
20BAABF | M876PH FIRMWARE | 0 | 0 | 0.01 | 0
BS813LX | LABEL AGENCY | 398 | 0 | 2.83 | 2.83
BS806WV | Acce,Kit, Pipe Mounting | 400 | 0 | 0 | 0
X0173SQ | Raw,Washer,Flat,Nylon Black 0.312" X 0.219" X 0.031" | 2248 | 0 | 0.14 | 0.14
X0167GM | Raw,Southco Ejector | 2771 | 0 | 0.198 | 0.198
X0173ST | Raw,Screw,4-40 X 1/4 PH FLAT M/S S/S BRIGHT AC | 2706 | 0 | 0.24 | 0.24
X0174GE | Raw,Screw,6-32 x .375" Taptite Screw, Sn-Plate | 560 | 0 | 0.42 | 0.42
X0180GJ | PNS,3M Tape Primer 94 (Foxboro) Quart | 1 | 0 | 52.72 | 49.18
X0174EQ | Raw,Screw,4-40 X 1/4 PH FLAT M/S S/S BRIGHT AC | 564 | 0 | 0.45 | 0.45
X0173YA | Raw,Washer,Flat, #8 SS Tin Plated | 1484 | 0 | 0.05 | 0.05
X0143EX | Raw,Washer,Flat, #6 NRW Type B 308 X 153 | 6308 | 0 | 0.09 | 0.09
BS811HG | EXtension Cable - 30FT STD TEMP NO PREAMP | 0 | 231.99 | 69.658 | 0 | Lab-Ovh
X0142KU | Raw,Nut,Hex, SS 4-40 M/S | 220 | 0 | 0.1382 | 0.1382
X0201BL | Raw,Spacer,Nylon, #903-250 (bivar) | 1185 | 0 | 0.047 | 0.046
X0169QJ | Raw,Screw,6-32 X 5/16 PH PAN HD TAPTITE TYPE T | 305 | 0 | 0.06 | 0.05
X0173QR | Raw,Screw,#3 x 1/2 TRILOBULAR PLASTITE | 888 | 0 | 0.3 | 0.3
X0169CE | Raw,Screw,4-40 X 7/16 PH PAN SEMS EXT T/L/W S/ | 1510 | 0 | 0.12 | 0.12
X0169CH | Raw,Screw,4-40 X 3/4 PH PAN HD EXT SEMS S/S | 346 | 0 | 0.04 | 0.035
X0173GP | Raw,Standoff, raf # 2531-440-b-5 4-40 x 5/16 | 455 | 0 | 0.45 | 0.45
X0201GS | Raw,O-Ring,PARKER 2-014-E962-90 | 284 | 0 | 0.9 | 1.25
X0173GS | Raw,Standoff, raf # 2484-440-b-5 4-40 x 5/16 | 370 | 0 | 0.532 | 0.532
X0173NP | Raw,Screw,6-32 X 1/2 PH Sn-Plated S/S | 341 | 0 | 0.43 | 0.093
X0143RK | Raw,Washer,Lock, #6 EXTERNAL TOOTH | 3949 | 0 | 0.05 | 0.05
44A007 | Plexiglass tubing 3/8 OD x 1/4 ID RoHS3 | 30 | 0 | 0.35 | 0.35
449004-0026 | Sub,Junction Base,0.375"ODx0.6"L,BLK ABS,HF55A-14-03 | 0 | 0 | 0.181 | 0
449009-0004 | Sub,Housing,0.105"ODx4.5"L,Blk ABS Pipe,Sch80,HF55A-14-04 | 0 | 0 | 1.619 | 0
471005-0001 | Sub,Flange,1.285"ODx0.25"L,316SS,1"pipe,Sch40,HF55A-14-05 | 0 | 0 | 0.542 | 0
449009-0005 | Sub,Cap,3/4"NPT,0.105"ODx5"L,Blk ABS Pipe,Sch80,HF55A-14-06 | 0 | 0 | 1.227 | 0
X0143SB | Raw,Washer,Lock, #8 EXTERNAL TOOTH | 800 | 0 | 0.09 | 0.09
X0169RU | Raw,Screw,6-32 X 1/2 PH PAN TAPTITE TYPE TT Z- | 262 | 0 | 0.1 | 0.1
BS806DY | Raw,Pin,Pivot | 518 | 0 | 0.5625 | 0.5625
X0179CD | Raw,Spring, Assoc #c0148-023-0690-s | 444 | 0 | 1.95 | 1.95
P0176BD | Raw,Jumper, 2 Position Shunt (busbar) | 2493 | 1.05 | 0.3 | 0.3
SS600JV | PWA,POWER SUPPLY | 7 | 0 | 0 | 1.25
BS806KU | REAR BEZEL CASTING W/ 6 TAPPED HOLES (.086-56) | 8 | 0 | 7.686 | 8.071 | Lab-Ovh
35802-12 | Elec,Chloride,#CLO1503-003B,Spring Loaded | 1 | 152.56 | 38.075 | 34.525 | PROX Lab
5771423-003D | Elec,Ref,SJ,12x110mm,Ceramic,Refillable,Ag/AgCl | 4 | 82.81 | 16.393 | 2.939 | PROX Lab
5994-24 | Elec,Antimony,SJ,#5737672-010B,12x80mm,Epoxy | 1 | 89.49 | 22.519 | 3.217 | PROX Lab
33AND001-DOC22 | Acce, AND1100 Handheld Fluorometer User Manual | 0 | 0 | 0 | 0
5993-76 | Acce,Elecrode Holder,#1061012P,Kynar ,1/2" MNPT In-Line | 0 | 32.67 | 15.973 | 15.973
33AND010-DOC22 | Acce, Lead DNA Sensor User Manual | 0 | 0 | 0 | 0
33AND001-SK | Kit, AND1100 Handheld Fluorometer Starter Kit | 0 | 2990 | 2969.284 | 2969.284
35459-50 | Elec,Optical DO, for BOD, w/stir | 0 | 0 | 307.436 | 0
RC68-3201-3FT | FC,Chlorine,black/blue ABS, 3F cable,output 4-20MA,0-20PPMT | 1 | 986.38 | 175.877 | 175.877 | Lab-Ovh
PCE-80-OR1002 | Elec,Platinum,SJ,#5779601-S7,12x110mm,w/R01011-30,KCl/AgCl | 0 | 90.69 | 46.628 | 46.628 | Lab-Ovh
EMC-PHP2-30MH | Elec,pH,Ryton,ASGV,Flat,DJ#PT100,Preamp,30M | 0 | 290 | 120.18 | 0 | Lab-Ovh
33628 | Elec,Chloride,DJ,#CL01508-003B,Refillable,Epoxy | 0 | 157.41 | 39.441 | 2.441 | PROX Lab
CNB9-0001 | Elec,ISE,ABS BK,Solid State,SJ#CNB9A-S00-S0X-X000FB | 3 | 278.1 | 28.972 | 26.291 | PROX Lab
C80-M05-BY | Sub,Cable,Coax,RG174,5M,Male BNC,Black Shrink Tube | 0 | 0 | 5.877 | 4.654 | Lab-Ovh
C80-M10-BY | Sub,Cable,Coax,RG174,10M,Male BNC,Black Shrink Tube | 0 | 0 | 10.029 | 9.952 | Lab-Ovh
C81-004-BCW | Sub,Cable,WP Coax,4F,Male BNC with WP Blue Boot (65ABLU) | 0 | 0 | 3.974 | 2.426 | Lab-Ovh
M01-011-053 | Sub,Housing,PVC Gray,w/Teflon J & 2 Fiber Pins#H0PCV-06-01 | 4 | 0 | 0.271 | 0.275
511140 | Elec,Chloride,DJ,#CL01508-003B,Epoxy Body | 8 | 0 | 24.279 | 4.56
27013-22 | Elec,pH,XBD,DJ,12x80mm,#577B777-025B,Glass body | 0 | 66.72 | 33.293 | 32.31 | PROX Lab
27502-89 | Solu,Kit,Potassium,Incd:ISA,Ref Stndrd,Tool,#K00002K | 0 | 37.03 | 6.615 | 6.72
5658-45 | Elec,pH,X-5,SJ,#5733526-S7,12x115mm,Sealed,Clear | 1 | 29.29 | 12.079 | 12.079
5992-14 | Elec,pH,XVBF,DJ,#5733734A15-C3BG2.5,12x110mm,Coil,Epoxy,30K | 0 | 84.51 | 32.796 | 32.796 | PROX Lab
27009-20 | Elec,pH,BD,DJ,12x110mm,Spinning Cap,#277V700-010B | 0 | 78.81 | 44.947 | 39.136 | PROX Lab
27018-02 | Elec,pH,X-BD,DJ,PT100,3/4"MNPT Ryton,TEF,#H721PV123T10EBH | 1 | 140.78 | 53.551 | 53.551 | PROX Lab
27009-50 | Elec. Holder,#1921013,Lng CPVC w/Grd,For Elect. w/3/4"BSP | 183 | 24.83 | 6 | 6
56106-60 | Elec,Double Plat,SJ,#2779092-010T,12x110mm,Sealed Reference | 1 | 152.53 | 54.605 | 36.938 | Lab-Ovh
450285 | Raw,Grid Strain Relief,5.5mm,Santoprene,Blue,0.368”IDx0.1”TH | 2593 | 0 | 0.092 | 0.081
450286 | Raw,Grid Strain Relief,2.5mm,Santoprene,Blue,0.368”IDx0.1”T | 3502 | 0 | 0.092 | 0.081
DOPO2F00A-2003 | Raw, Extruded Alum. 6063 PCB Enclosure, 6.5"L x 5.0"W x 2.1H | 2 | 0 | 29.46 | 29.46
DOPO2FOOA-2004 | Raw, Lee Filter,019 Fire,Red/Amber Color,48"x21"x0.003" | 0 | 0 | 11 | 0
FLUO-CABLE2-1M | Acce,cable,6pin female Teledyne conn to Tinned leads,1M | 0 | 370.83 | 177.39 | 0
FLUO-CABLE2-5M | Acce,cable,6pin female Teledyne conn to Tinned leads,5M | 9 | 702.08 | 373.42 | 373.42
FLUO-CABLE2-10M | Acce,cable,6pin female Teledyne conn to Tinned leads,10M | 0 | 897.92 | 431.81 | 0
C-171 | Elec,pH,X-2,SJ,#5773504W-S7,12x110mm,1 Wick,Refill | 0 | 43.52 | 23.553 | 23.553 | Lab-Ovh
C-598 | Elec,Platinum,SJ,6x155mm,Hg2SO4 | 0 | 133.39 | 59.821 | 59.821 | Lab-Ovh
CU-020 | Elec,pH,Ryton Cap,X-VD,DJ,SPR,No TC,12x110mm,CU-020DATECODE | 0 | 80 | 20.759 | 0 | Lab-Ovh
9001071-010B | Acce,Cable,Detachable Lead,LowNoise Coax,DL to BNC,RG174 Coa | 0 | 0 | 12.998 | 4.94
1401002 | JUNCTION BOX 38/2844 | 27 | 797.55 | 227.87 | 227.87
M03-012-002 | Sub,Shell,S8 connector,Red,0.54"ID,for 12mmGls,#368481.10000 | 17 | 0 | 7.481 | 0
ATT125N-050 | Sub,Test Tube,0.04' Ceramic Wick,0.47"ODx2"L#368481.0000 | 9 | 0 | 0.066 | 0
875PH-A1C-C | PH/ORP/ISE ANALYZER,120VAC,PANEL,CSA,HART | 0 | 445.64 | 131.594 | 459.981 | Lab-Ovh
PH12-1G12Q-BZZ | ELEC,12MM PH,DOME,GLASS,120MM,PT1K,VP,BIOCERT,NO AGY CET | 0 | 467.05 | 348.681 | 272.81 | Lab-Ovh
871PH-1X3A-7 | ELEC,RYTON,W/PCB,PT100,SS316,CERAMIC JCT,RYTON,20FT CABLE,MA | 0 | 490.47 | 259.669 | 308.703 | Lab-Ovh
0022541 | Acce,Kit,871pH,Bulb,Ryton,Viton,Carp Extractor (BS805MD) | 0 | 230.97 | 59.631 | 57.721 | Lab-Ovh
PH10-2N2Q | DOLPHIN PH,DOME BULB,NO GUARD,PT1k,VP CONN | 0 | 342.01 | 141.793 | 135.237 | Lab-Ovh
871CC-A6 | Elec,CT,Contacting,Threaded Bushing,3/4NPT,K=0.1,MONEL | 0 | 370.21 | 181.038 | 113.221 | Lab-Ovh
CI-6541 | Acce,Membrane Kit,12mm,PolarograpHic,ORing,3 Membranes,125ml | 0 | 75.19 | 21.971 | 19.087
CDCE-90-1 | ELEC,COND,12.5X110MM,316SS,PT1K,RYTON CAP,K=1 | 0 | 220 | 32.7 | 0
699-06475 | Elec,Chloride,DJ,#CLO1508-003B,12x110mm | 0 | 0 | 19.12 | 0.492
CDCE-90-01 | ELEC,COND,12.5X110MM,316SS,PT1K,RYTON CAP,K=0.1 | 0 | 220 | 40.509 | 0
CDCE-90-001 | ELEC,COND,12.5X110MM,316SS,PT1K,RYTON CAP,K=0.01 | 0 | 220 | 34.644 | 0
2010VPM-003B | Acce,Cable,Male Vario pin connector to BNC,3' Length | 0 | 209.62 | 59.662 | 44.958 | Lab-Ovh
M05-003-005 | Sub,Cap Plug,316SS,0.62"OD-18TPI x 0.2"L,#R0ADS-04-05 | 10 | 0 | 2.022 | 1.999 | Lab-Ovh
SI1L1V1KK-136 | Sub,stem,ORP,2.5nmmPt Disc,0.235"ODx5.35"L#R0ADS-01-01 | 0 | 0 | 2.348 | 0 | Lab-Ovh
93X218815 | Elec,pH,X-2,SJ,#ECFG7351101B,#5773511-003B | 1 | 94.63 | 57.029 | 57.029 | PROX Lab
93X218826 | Elec,pH,X-5,SJ,#ECGE7251000B,#6732510-B,12x100mm,Epoxy | 0 | 0 | 3.343 | 1.449
S-KTW2-01 | Sub,WTW ISE Body Assy,Clear Epoxy,Refill,#KTW2Q-06-04 | 8 | 0 | 8.156 | 7.747
M27-011-004 | Sub,MemBody,PVC,w/Support Disc,Spherical Surface#KTW2Q-04-07 | 2 | 0 | 0.65 | 0.688
BS806HD-3M | CABLE ASSY,125C LGLESS 427, 3M | 0 | 52.15 | 36.566 | 0
C3000ZN | Raw, NUT 1/4-20 KEPS , STEEL Z-Y | 0 | 0 | 0.1989 | 0.1989
22090003 | Raw,O-ring,BN70,2-113 | 285 | 0 | 0.21 | 0.21
Y-41DB-30H | Elec,pH,X5,DJ,PT100,3/4"MPT Kynar ,LTJ,(SOL-G),Tuff-Tip | 0 | 550.51 | 84.204 | 78.67 | Lab-Ovh
Y-41DB-F6 | Elec,pH,X5,DJ,PT100,3/4"MPT Kynar ,LTJ,(SOL-G),Tuff-Tip | 0 | 471.74 | 73.359 | 0 | Lab-Ovh
Y-41DE-20H | Elec,pH,X5,DJ,PT1000,3/4"MPT Kynar ,LTJ,(SOL-G),Tuff-Tip | 1 | 545.21 | 80.404 | 80.404 | Lab-Ovh
Y-41DE-30H | Elec,pH,X5,DJ,PT1000,3/4"MPT Kynar ,LTJ,(SOL-G),Tuff-Tip | 0 | 519.35 | 84.26 | 0 | Lab-Ovh
Y-41RB-F6 | Elec,pH,X5,DJ,PT100,3/4"MPT Kynar ,LCJ,(SOL-G),Tuff-Tip | 0 | 471.74 | 68.69 | 0 | Lab-Ovh
Y-41RB-20H | Elec,pH,X5,DJ,PT100,3/4"MPT Kynar ,LCJ,(SOL-G),Tuff-Tip | 0 | 514.35 | 75.681 | 0 | Lab-Ovh
Y-41RB-30H | Elec,pH,X5,DJ,PT100,3/4"MPT Kynar ,LCJ,(SOL-G),Tuff-Tip | 0 | 519.35 | 79.537 | 0 | Lab-Ovh
699-06476 | Elec,Potassium,DJ,#K001508-003B,12x110mm,Refillable | 0 | 0 | 18.648 | 1.109
M03-025-014 | Sub,Connector,Alum,FBNC,for housing M01-004-035,#8001042 | 267 | 0 | 1.343 | 0
KT12-SEMI | Elec,ISE,Epoxy Clear,PVC M,DJ#KT12Q-P00-Z0X-X000XX | 0 | 57.57 | 62.506 | 62.506 | PROX Lab
CL77-14PI | Elec,ISE,CL SOLID STATE,DJ#CL77L-S00-Z0X-SM03TX | 1 | 459 | 46.801 | 41.261 | Lab-Ovh
PH12-3P11Q-SZZ | Elec,pH,12MM,Flat Bulb,PEEK 120MM,PT100,VP,3-A,NOCERT | 0 | 432.46 | 445.092 | 239.041 | Lab-Ovh
ZBAGS15010 | Elec,AGS,Mono,12.0 +/-.1mm,110 +/-5mm | 0 | 138.43 | 15.12 | 5.593
875CR-A3U-A | CT/RESISTIVITY ANALYZER,120VAC,SURFACE,UL,STORM DOOR | 0 | 401.26 | 139.908 | 138.427 | Lab-Ovh
0731312-32-T | Elec,Cond,K=1.0,12x120mm,Graphite,SubAssembly,Epoxy,PT1K | 0 | 0 | 28.87 | 28.87
13-620-113 | Elec,pH,FS5,12x145mm,Accufast,3-wire Thermistor,42" | 0 | 0 | 10.956 | 39.427
13-620-509 | Elec,Ammonia,#NH31501F-X42B,12X110mm,Delrin, | 7 | 198.77 | 35.924 | 35.924 | PROX Lab
13-620-512 | Membrane,Ammonia,#13-620-512,NH3MK066F,3 Membranes,13-620-50 | 9 | 58.1 | 15.202 | 15.202 | Lab-Ovh
5993-90 | Elec,pH,X-BD,SJ,#1963527-010B,1/2" In-Line | 2 | 52.74 | 34.252 | 34.252 | PROX Lab
5661-70 | Reference Fill Solution,125mL,#R001027,1.5M KCl HighTemp | 0 | 4.86 | 1.482 | 1.482
ORE-5460 | ELEC,ORP,CPVC,3/4" NPT,PTDISC(5mm),DJ,Teflon, 20ft,PT1K,APAC | 0 | 120 | 53.7472 | 75.78
1071001 | Elec,Micro Flow-Thru,Glass T,6000uL Flowcell for 12mm ele | 0 | 117.34 | 38.423 | 29.969
R001000 | Solu,Elect. Storage, KCl/pH4 Buf, 50/50 Ratio,475mL | 0 | 0 | 2.162 | 2.47
LC-12-41-020H | Elec,Cond,K=0.1,#2731312-41-020H 12X110mm ,PT100 | 0 | 0 | 24.585 | 8.876
871EC-BW0-3-100 | ELEC,871EC-BW0-3,100FT CABLE LENGTH | 0 | 1071 | 1103.036 | 871.868 | Lab-Ovh
C14-020-HA | Sub,Cable,HA,C14,20 Feet,Connector:77280014,Cable:99030012 | 0 | 0 | 0.302 | 0
27508-20 | Elec,pH,X-5,SJ,#5735528A1-3I8,30K,8 PIN,Epoxy | 4 | 64.53 | 30.718 | 14.856 | PROX Lab
27502-19 | Elec,Fluoride,DJ,#F001502-003B,12x110mm,Refillable | 6 | 150.05 | 51.838 | 61.21 | PROX Lab
27502-09 | Elec,Calcium,DJ,#CAL1502-003B,12x110mm,Refillable | 9 | 169.58 | 29.052 | 27.507 | PROX Lab
2732526E-010B | Elec,pH,GX5,SJ,12x115mm,W/ Epoxy | 6 | 89.07 | 11.116 | 10.098
2739626E-010B | Elec,Platinum,SJ,12x115mm,W/Epoxy | 3 | 150.39 | 34.839 | 19.53 | Lab-Ovh
1939626-010B | Elec,Platinum,SJ,1/2" Housing,Epoxy Body | 1 | 457.29 | 34.749 | 20.45
CCDATT2010000 | Elec,Cond,K=0.01,TI/PEEK,8550,20ft Cable,16"L tube | 0 | 0 | 218.975 | 216.505 | Lab-Ovh
27013-26 | Elec,pH,X-BD,SJ,#5773591-025BGV12,12x80mm,PT100 | 3 | 65.11 | 46.601 | 15.54 | PROX Lab
35801-01 | Elec,pH,X-BD,SJ,#1923537-010B,3/4" NPT,CPVC,Integral Guard | 6 | 0 | 16.575 | 4.113
35803-73 | Solu,Reference Fill,KCL/AgCl Liquid,#R001011-125 | 0 | 8.1 | 2.546 | 2.463
35805-22 | Elec,pH,DJ,GX-5,#5533702-220-003B,6X220mm | 1 | 51.9 | 20.268 | 19.442
35805-25 | Elec,PT Wire,SJ,#3989606-010B,6"ABS | 0 | 62.83 | 10.86 | 4.895
35807-35 | Elec,pH,X-BD,DJ,#M822P20003T10AB,Plat(sol),CPVC,Guard,PTFE | 1 | 83.35 | 35.815 | 31.733
C91-M10-BF4 | Sub,Cable,CE,10M,BNC w/Black Boot,4 wires,1"drain | 0 | 0 | 27.24 | 27.24 | Lab-Ovh
27012-02 | Elec,pH,BD,#RR5773591-010BHV10,12x80mm,Red Rod,PT1000 | 3 | 91.26 | 35.961 | 33.8 | PROX Lab
0051052 | Acce,Junction Box | 0 | 1311.51 | 372.994 | 374.716 | Lab-Ovh
01353-S-25 | Sub,Cable,Assembly, 871C, 25FT | 0 | 0 | 49.085 | 0
EP570AA | MNTNG PLATE & BLOCK ASSY EP570, 316 SS | 36 | 0 | 188.57 | 188.57
EP570AC | 871EC-EV PIPE MOUNT | 0 | 0 | 164.168 | 0 | Lab-Ovh
EP570AB | 871EC-EV PIPE MOUNT | 0 | 0 | 319.718 | 0 | Lab-Ovh
13-620-1000 | Elec,pH,FS5F,DJ,Ceramic tuff tip,,3/4" CPVC Ho,#P822F00010AB | 0 | 0 | 13.432 | 5.65
27504-32 | Elec,Surfactant,12x110mm EpoxyBody,#SUR1508-003B | 1 | 132.09 | 22.509 | 22.509
EP570AF | EP570 SCH 40 SS PIPE | 0 | 0 | 51.982 | 0 | Lab-Ovh
V-700J-3BWI6 | Elec,pH,X-V,DJ,12x115mm,Epoxy Guard,30K,RFV | 0 | 0 | 14.351 | 8.496
EP570AD | 871EC-EV PIPE ADAPTER | 0 | 0 | 29.179 | 0 | Lab-Ovh
EP570AE | EP570 SCH 40 SS PIPE | 0 | 0 | 193.507 | 0 | Lab-Ovh
PHE-1311 | ELEC,pH, PC blue,ASGVIII,DJ,10FT,BNC,APAC MADE | 0 | 37 | 12.8443 | 13.43
476346 | Elec,pH,X-VDS,SJ,#5533501-003B,6x115mm,3MKCl/AgCl | 13 | 47.28 | 31.834 | 4.477 | PROX Lab
ORE-1411 | ELEC,ORP, PC red,PT DISC,DJ,10FT,BNC,APAC MADE | 0 | 39 | 14.8776 | 16.81
ORE-1311 | ELEC,ORP, PC red,PT DISC,SJ,10FT,BNC,APAC MADE | 0 | 34 | 14.3315 | 15.08
MET40A-010 | ELEC,CT cartridge only for SALTDIP PRO MET40A,APAC MADE | 0 | 29.01 | 17.2307 | 21.76
4773949999 | Solu,Ammonia Inner Fill, 35 mL | 0 | 0 | 0 | 4.5
C91-012-CL | Sub.cable,CE,12FT,BNC&BNC | 0 | 0 | 13.646 | 0 | Lab-Ovh
BT-ORP-3 | Acce,cable extenstion#BT-R03,ORP pad print | 0 | 0 | 3.592 | 0 | Lab-Ovh
35808-88 | Elec,pH,GX5,#5733528CA1-003BWI6,12x115mm,30K | 3 | 57.51 | 27.631 | 26.066 | PROX Lab
5771424-003B | Elec,Reference,12x110mm,Calomel,Refillable | 0 | 115.11 | 7.18 | 7.18
876EC-TYZZ-7M | ELECTRODELESS CT INTELLIGENT TRANSMITTER | 0 | 243.78 | 92.44 | 491.83 | Lab-Ovh
876PH-SWFA | PH/ORP/ISE INTELLIGENT TRANSMITTER | 0 | 258.94 | 105.365 | 451.828 | Lab-Ovh
871PH-5F1A-3E | ELEC,pH,Ryton,Flat Bulb,PT1k,TI,Ceramic,Ryton,EPDM,Cable peO | 0 | 1021.24 | 246.131 | 0 | Lab-Ovh
871PH-5F1A3E10M | ELEC,871PH-5F1A-3E,10M CABLE LENGTH | 0 | 533.63 | 316.779 | 895.492 | Lab-Ovh
871CC-A2-3-45 | ELEC,871CC-A2-3,45FT CABLE LENGTH | 0 | 456.08 | 256.753 | 175.535 | Lab-Ovh
19500-47 | Elec,Cond,K=10.0,#1961304-61-10T,Plat,Glass,PT100 | 0 | 222.21 | 29.699 | 9.617
35801-08 | Elec,pH,X-2,DJ,#1923737-010BTV12 | 5 | 73.06 | 37.431 | 7.935 | PROX Lab
35805-20 | Elec,pH,BF,SJ,#5772520-003B,12x110mm,Refill | 9 | 49.88 | 4.454 | 2.511
27503-17 | Solu,Iodode Standard, 1000 ppm, #I00AS02 | 0 | 0 | 2.162 | 1.668
27503-74 | Solu,Ref. Fill, 4M KCl, (2)125 mL bottles, #R001013-250 | 0 | 7.51 | 2.964 | 2.964
5983-70 | Acce,Adapter,F/BNC to Type "F" Connector, #8001061 | 0 | 18.4 | 33.766 | 8.0267
5994-01 | Elec,pH,X-BD,SJ,12x80mm,PT100,#5773591-010BTV12 | 1 | 64.78 | 31.597 | 27.952 | Lab-Ovh
PH10-1N3A-2FN | ELEC,Dolphin,PH,DOME BULB,WGUARD, PT100S,20FT CABLE,LUG,FM | 0 | 291.5 | 149.421 | 156.041 | Lab-Ovh
DP611-117 | DP611-117 DEM. PRINT | 0 | 0 | 0 | 0
M41-001-001 | Sub,Ball valve Kynar,1-1/4"FPT,remachined | 5 | 0 | 718.195 | 718.195 | Lab-Ovh
871ECSP04EP581Q | Elec,871EC-SP0-4, AUX EP581Q | 2 | 283.06 | 124.481 | 154.891 | Lab-Ovh
876PH-SXZZ-7 | PH/ORP/ISE INTELLIGENT TRANSMITTER | 0 | 260.82 | 109.084 | 105.117 | Lab-Ovh
EP581Q | Sub, Cert document for 871EC or EP307B or EP307G | 0 | 0 | 0 | 0
44301941 | Raw,Bulb Caps, .865" x 1.5" Long, Black (TBI Electrodes) | 2955 | 1.07 | 0.189 | 0.189
93X218990 | Elec,pH,GX5,DJ,#ECFE7372801W,#5733728A1-3I6W,12x115mm,30K | 4 | 49.68 | 33.334 | 33.334 | Lab-Ovh
S573701-150-5B | Elec,pH,XVD,DJ,Sealed Reference,6x150mmA,Glass,TempH | 0 | 0 | 22.745 | 0 | Lab-Ovh
BS805RA-10 | Acce,Cable Assembly,10FT | 0 | 0 | 6.947 | 0
SZ245 | Elec,Gold,SJ,#2738602-030T,12x115mm | 3 | 93.69 | 116.002 | 69.264 | Lab-Ovh
SA9115 | Elec,pH/ORP,Mono,X-2D,Plat,#2913601-BJ | 0 | 82.53 | 36.999 | 34.976 | Lab-Ovh
368481.10000 | Elec,Reference,12x23mm,Glass,PG13.5 Fitting | 0 | 0 | 21.296 | 1.347 | PROX Lab
2010456S-20BH | Acce,Cable,4Pin DLtoBNC/Hanked,20'Length,L/N&2Conductor,S=ZV | 0 | 213 | 25.379 | 0
2010456S-30BH | Acce,Cable,4Pin DLtoBNC/Hanked,30'Length,L/N&2Conductor,S=ZV | 0 | 242 | 31.595 | 0
2010456S-50BH | Acce,Cable,4Pin DLtoBNC/Hanked,50'Length,L/N&2Conductor,S=ZV | 0 | 272 | 44.027 | 0
2010461S-10BH | Acce,Cable,6Pin DLtoBNC/Hanked,10'Length,L/N&2Conductor,S=ZV | 0 | 188 | 23.206 | 25.984 | Lab-Ovh
368400.00000 | Elec,pH,Mono,12x120mm,Glass,ASG VII#H0P2G-D00-X0X-X000NA | 0 | 14.36 | 12.247 | 6.12
2010461S-20BH | Acce,Cable,6Pin DLtoBNC/Hanked,20'Length,L/N&2Conductor,S=ZV | 0 | 244 | 35.378 | 33.024 | Lab-Ovh
2010461S-30BH | Acce,Cable,6Pin DLtoBNC/Hanked,30'Length,L/N&2Conductor,S=ZV | 0 | 194 | 37.636 | 0
2010461S-50BH | Acce,Cable,6Pin DLtoBNC/Hanked,50'Length,L/N&2Conductor,S=ZV | 0 | 322 | 56.599 | 0
368411.00000 | Elec,pH,ASGVIII,GLS,SJ,#H0P3G-L00-S0X-X000NL | 5 | 48.81 | 24.768 | 24.188 | PROX Lab
368418.00000 | Elec,pH,X-B,DJ,#8418B,12x110mm,Wick Junction,Sealed,CMC | 0 | 16.37 | 15.833 | 15.833
2010731S-10BH | Acce,Adapter,FBNC/3Pin MMolex to MBNC/Hanked,10"L S=ZV Cable | 0 | 214 | 10.372 | 0
SS130AQ-100FT | Assy-Cable Assembly, 100ft. | 0 | 2051.55 | 746.165 | 0
01351-S-45 | CABLE ASSY, 45FT | 0 | 0 | 26.31 | 0
52001709 | Elec,Cond,K=0.1,#C527S-3-2S-25T,316L SS,Sand Blaster | 0 | 0 | 31 | 31
27012-00 | Elec,pH,X-BD,SJ,#RR5773591-010B,12x80mm,Red Rod | 0 | 66.25 | 7.874 | 3.3
BVA-PHA2E24-A | BALL VALVE,PH10/ORP10,TI,EPDM,0-24",2"ANSI150,INSERT ONLY | 0 | 2464.58 | 2203.602 | 0 | Lab-Ovh
OSP-GRIND-03 | Outside Processing SS Grinding | 0 | 0 | 1 | 13.8889
OSP-GRIND-04 | Outside Processing TI Grinding | 0 | 0 | 15 | 0
EMC-PH01-10BH | Elec,pH,VF,DJ,3/4"Ryton Hex,1K ohm, 10FT BNC & T | 2 | 84.01 | 24.208 | 32.736 | Lab-Ovh
EMC-PH01-20BH | Elec,pH,VF,DJ,3/4"Ryton Hex,1K ohm, 20FT BNC & Tinned | 2 | 96.02 | 40.556 | 38.531 | Lab-Ovh
EMC-ORP01-10B | Elec,Plat,DJ,3/4" Ryton Hex 10ft BNC | 2 | 103.11 | 34.125 | 41.591 | Lab-Ovh
EMC-ORP01-20B | Elec,Plat,DJ,3/4" Ryton Hex 20ft BNC | 2 | 115.87 | 38.005 | 45.995 | Lab-Ovh
OSP-GRIND-02 | Outside Processing Grinding | 0 | 0 | 11.66 | 11.67
R001068 | Filling Solution,Polarographic,125ml Oxygen Electrolyte | 6 | 24.35 | 1.971 | 1.41
6730NA-080 | Sub,NA,SJ,Sodium,8x80mm Length | 36 | 0 | 0.012 | 0.015
89029 | Lock&Load Assembly,CPVC,ExtraLong,#1921020THS,Spcl 4 Thornto | 0 | 376.86 | 258.753 | 0
414012-008 | Sub, Cut, Lead Free Glass, 4.95mm (0.195") OD x 8mm(0.315")L | 0 | 0 | 0.002 | 0
699-06494 | Elec,Calcium,DJ,#CAL1508-003B,12x110mm,Refillable | 0 | 0 | 17.036 | 0.567
ATT7-115F | Sub,Test Tube,0.202"ODx4.527"L,Semi-Flat Tip | 25 | 0 | 0.474 | 0.45333 | Lab-Ovh
27502-00 | Elec,Ammonia,12mmx110mm,Delrin,#NH31501-003B | 0 | 172.04 | 44.414 | 25.328 | PROX Lab
27502-73 | Solu,Kit,Iodide,Peco#I00002K | 0 | 37.03 | 7.86 | 7.818
C32-X17-BC | Sub,Cable,BC,C32,17 Inches,Male BNC w/Blue Boot,Coax 200013 | 0 | 0 | 2.404 | 0 | Lab-Ovh
5992-48 | Solu,Reference Fill,peco#R001013-250,2 x 125mL Bottles | 0 | 9.31 | 2.964 | 2.964
5994-22 | Elec,pH,XVBD,DJ,#5773777-010B,Sealed Reference | 0 | 57.08 | 29.859 | 29.859 | PROX Lab
5994-56 | Acce,Cable,Extension,5mm OD LowNoise Coax,#99001058-010B,(no | 0 | 32.27 | 9.585 | 9.585 | Lab-Ovh
5994-82 | Acce,Cable,Extension,For Probe w/PT100,peco#99001070-050B | 0 | 62.99 | 36.823 | 20.334
5998-30 | Elec,pH,XVBD,DJ,#577B715-003B,High Temp,Sealed,KNO3 | 2 | 49.62 | 27.533 | 26.19 | PROX Lab
27002-12 | Elec,pH,X-1F,DJ,10K NTC,#1922757-010BTV18 | 0 | 0 | 29.994 | 10.182
27502-03 | Elec,Ammonium,DJ,12x110mm,Refillable,#NH41502-003B | 6 | 169.58 | 33.167 | 33.167 | PROX Lab
27502-35 | Elec,Perchlorate,#PER1502-003B,Glass Body,Refillable | 3 | 169.58 | 30.268 | 30.268 | PROX Lab
27502-53 | Solu,Kit,Ammonium,Incd:ISA,Standrd,Ref,Syringe,#NH4002K | 0 | 37.03 | 6.615 | 6.72
27502-63 | Solu,Kit,Chloride,DJ,Ref Fill Sol,#CL0002K,Standard | 0 | 37.03 | 7.86 | 7.818
27504-02 | Elec,Bromide,#BR01508-003B,12x110mm,Refillable | 3 | 108.14 | 26.651 | 25.087 | PROX Lab
27504-08 | Elec,Chloride,12x110mm Epoxy Body,Refillable,#CLO1508-003B | 0 | 103.98 | 33.621 | 33.621 | PROX Lab
871PH-3A1A-3-30 | ELEC,871PH-3A1A-3,30FT Cable Length | 0 | 497.42 | 262.543 | 301.966 | Lab-Ovh
876PH-SXFN-7M | PH/ORP/ISE INTELLIGENT TRANSMITTER | 0 | 263.12 | 112.225 | 456.273 | Lab-Ovh
27077-00 | Elec,Ammonia,#NH31580-010T,12x80mm | 5 | 0 | 9.495 | 7.27
8001062-B | Acce,Adapter,Male BNC to K9 | 0 | 45.88 | 9.007 | 1.829
8001094 | Acce,Adapter,DLG to BNC | 0 | 50.92 | 3.078 | 3.078 | Lab-Ovh
99001048-020B | Acce,Cable,Extension,F/BNC to M/BNC,Low Noise Coax Cable,RG1 | 0 | 0 | 7.019 | 3.587
871CC-L2-3 | ELEC,CONTACTING CT,SANITARY,K=0.1,TI,CABLE PER SO. | 0 | 565.66 | 413.133 | 0 | Lab-Ovh
871CC-L2-3-25FT | ELEC,871C-L2-3,25FT Cable Length | 0 | 610.36 | 394.222 | 391.798 | Lab-Ovh
873CC-AIYFGZ-7 | ELEC,CONTACTING CT ANALYZER,120VAC,4-20MA,METAL PM,FM,SD | 0 | 255.85 | 88.462 | 88.971 | Lab-Ovh
875PH-C2Z-AC | PH/ORP/ISE ANALYZER,240VAC,PIPE,NO CERT,STORM DOOR,HART | 0 | 457.91 | 157.074 | 598.094 | Lab-Ovh
875PH-B1U-A | PH/ORP/ISE ANALYZER,220VAC,PANEL,UL,STORM DOOR | 0 | 450.45 | 138.909 | 420.272 | Lab-Ovh
873PH-JIPFGZ-7 | PH ANALYZER,100VAC,4-20mA,FM,STORM DOOR | 0 | 330.63 | 155.22 | 156.721 | Lab-Ovh
875EC-A1U-C | ELECTRODELESS CT ANALYZER,120VAC,PANEL,UL,HART | 0 | 476.2 | 130.507 | 587.801 | Lab-Ovh
871EC-SP0-3V-35 | ELEC,871EC-SP0-3V,35FT CABLE LENGTH | 0 | 280.84 | 210.501 | 181.283 | Lab-Ovh
2100109 | $ MARKER STRIP 7 POS 2216 | 75 | 0 | 1.0584 | 2.88
5779685-T | Elec,Platinum,SJ,12x110mm | 8 | 168.07 | 26.13 | 32.222 | Lab-Ovh
2100106 | $ TERM STRIP 7527K47 1019 | 0 | 0 | 4.38 | 4.38
00280008 | Raw,Cust,RDS 10-112 Black parts,Lazar,HPHRH-05-01 | 0 | 0 | 0 | 0
00205151 | Raw,Cust,Antimony Ball,Sensor,Lazar,HPHRH-06-01 | 0 | 0 | 0 | 0
00314550 | Raw,Cust,8505 White wire,9"L,Lazar,HPHRH-06-01 | 71 | 0 | 0 | 0
XD55314020 | Elec,Ref,SJ,#5531402-010T,6x300mm,Ceramic,Sealed | 0 | 0 | 24.98 | 24.98
00200011 | Raw,Cust,Teflon Tube,26AWGx7"L,Lazar,HPHRH-06-01 | 2 | 0 | 0 | 0
NA71502-003B | Elec,Sodium,DJ,12mmx110mm,Refillable,Glass Body | 1 | 381.5 | 15.86 | 15.86 | Lab-Ovh
K001502-003B | Elec,Potassium,DJ,12mmx110mm,Refillable,Glass Body | 0 | 0 | 26.694 | 9.999
PCE-80-PH1013 | Elec,pH,X-2,DJ,#5773701-S7,R001013-30,Refill | 0 | 63.81 | 30.847 | 29.639 | PROX Lab
SI1I11H-041 | Sub,stem,ORP,0.04"Pt Pin,0.195"x1.6"L#R0A6G-01-01 | 72 | 0 | 11.678 | 11.421 | Lab-Ovh
BS806HD-10M | CABLE ASSY,125C LGLESS 427, 10M | 0 | 155.8 | 116.475 | 0
00280003 | Raw, Sensor Lock nut,WHT ASA757GUV,MULTA-04-07 | 0 | 0 | 1.13 | 0
00280004 | Raw, Storage bottle,CLR PC,MULTA-04-06 | 0 | 0 | 1.45 | 0
873PH-BIWFNZ-7 | PH ANALYZER,220VAC,4-20MA,METAL PANEL MOUNT,FM,N,SD | 0 | 297.01 | 124.839 | 125.216 | Lab-Ovh
XD5131424B | Elec,Ref,9x103mm,Refillable,Hg/Hg2SO4,#5131424-003U | 0 | 0 | 21.25 | 21.25
19504-00 | Elec,Cond,Toroidal,#C3254.1,CPVC,0 to 10mS | 0 | 304.7 | 181.368 | 164.813 | Lab-Ovh
U77I091-DL | Elec,Iodine,Ultem Flow Thru | 1 | 0 | 46.574 | 2.572
9001071-003B | Acce,Cable,Detachable cable,RG174 Low Noise,DL to BNC | 0 | 44.81 | 7.141 | 4.194
PHORP25 | ELEC,pH/ORP, ABS BK,ASGVII/GD,1/2"NPT,DJ,CE,3F,Tinned,#RH54 | 0 | 66.03 | 27.4857 | 50
PHE-1335 | Elec,pH,GX5,SJ,#5533502-003B,6x300mm | 3 | 60.82 | 42.848 | 31.777 | PROX Lab
PHE-5312-10 | Elec,pH,XVD,SJ,#196V528-010B,1/2"NPT In-Line | 1 | 75.9 | 38.145 | 36.434 | PROX Lab
S-KT12Q-01 | Sub,ISE Body Assy,Clr Epoxy,Fastfill Cap,Refill,#KT12Q-06-07 | 5 | 0 | 15.887 | 6.591
443016-0013 | Sub,Body,Refill,Epoxy,Clr,.4.8"L,for Schott Cap#FLS2Q-04-04 | 1 | 0 | 2.439 | 2.475
15190006 | Raw,screw,SS18-8 Socket Head Screw, 92196A111 | 583 | 0 | 0.0638 | 0.0638
00070002 | Raw,Fused quartz window,clear JGS2 Optical grade,OD.765",PT1 | 82 | 0 | 4.0851 | 4.085
00284215 | Raw,PD filter,square,6x6x1mm,BP405/16nm ,PTSAT-09- | 138 | 0 | 8.82 | 6
00070007 | Raw,Dichroic lens, 9x9x1mm, T387lp_UF1 (Chroma) | 136 | 25 | 25 | 25
27504-22 | Elec,Nitrate,#NO31508-003B,12x110mm,Refill | 2 | 132.09 | 31.691 | 31.691 | PROX Lab
00070008 | Raw,Mirror, full refraction, 6x6x1mm, (LANO),PTSAT-09-04 | 268 | 0 | 5.73 | 3.9
27018-22 | Elec,pH,XVBD,DJ,#HP721PBV123T10EBG,3/4"MNPT,Tef,Sol,PT100 | 4 | 144.48 | 59.297 | 59.297 | PROX Lab
00070009 | Raw,Ball lens,fused silica,Corning 7980 | 446 | 6.6 | 5.85 | 3.98
77029802 | Raw,PD,HAMAMATSU, S5821-01 | 1290 | 0 | 2.1 | 2.1
77029803 | Raw,375 nm LED with a Glass Lens, 1 mW, TO-18 LED375L | 899 | 0 | 0.79 | 0.79
M12-004-004 | Sub,Washer,Delrin for 3.5mm Triax Phone Plug ,ECD 2005350 | 126 | 0 | 0.01 | 0.01
SPOT-BUY | Unplanned or ad hoc purchase | 0 | 0 | 0.03 | 0.03
368495.00000 | Temp,TC,#8495K,PT100,Kynar Body,10'Cable | 0 | 35.16 | 34.793 | 19.938
00190070 | Raw,Agitator Coupling ,544 Bearing Bronze,DOCPA-04-03 | 0 | 0 | 6.4 | 0
871FT-3E3D3C-C | Elec,FT CT,IND-HI,1",316SS.PEEK,150LB,CAL CABLE | 0 | 2515.89 | 2242.247 | 2242.247 | Lab-Ovh
368429.00000 | Elec,Ref,SJ,#8429B,12x30mm,CMC Fill,S8 | 0 | 9.11 | 10.726 | 10.726
368422.00000 | Elec,Ref,#8422B,12x120mm,Ag/Cl,Rod,SA Refill | 7 | 35.39 | 16.759 | 6.739 | PROX Lab
EAC-IN-001-33TL | Acce, Cable,Coax+4,10M(33ft),F6 Amphenol toT#CABL9-A-10M | 0 | 0 | 36.944 | 0 | Lab-Ovh
EAC-IN-001-06BT | Acce, Cable,Coax+4,2M(6ft),F6 Amphenol to BNC&T#CABL9-ABT-2M | 0 | 0 | 16.6 | 0 | Lab-Ovh
368421.00000 | Elec,Ref,DJ,#8421B,12x120mm,Double Side Arm | 12 | 24.38 | 16.025 | 5.011 | PROX Lab
5994-23 | Elec,pH,X-BD,DJ,#577V735-010B,Sealed Reference | 2 | 57.08 | 32.999 | 31.512 | PROX Lab
450374-0001 | Sub,Body-R,Housing,chloride Elec WTW,cust supply#022405 | 0 | 0 | 2.125 | 0
Y-41DB-20H | Elec,pH,X5,DJ,PT100,3/4"MPT Kynar ,LTJ,(SOL-G),Tuff-Tip | 0 | 561.58 | 80.349 | 80.349 | Lab-Ovh
M01-001-194 | Sub,Housing,Blk Kynar,3/4"MPT,LTJ for.202"&.28"Gls,Tuff-Tip | 58 | 0 | 26.41 | 25.336 | Lab-Ovh
M11-003-007 | Sub,Nipple,SS316 3/4"MPTx1/2"MPT,0.65"IDx1.84"L#VLTTA-04-11 | 9 | 0 | 11.311 | 0
BS805RG-40 | CABLE ASSY 871C,40FT | 0 | 258.51 | 74.293 | 73.969
22085210 | Raw Oil-Resistant Buna-N O-Ring, 1.2 mm Wide, 5 mm Id | 23497 | 0 | 0.06 | 0.0904
C621-2-1-6-15T | Elec,Cond,K=1.0,PT100,1"MNPT SS | 3 | 248.47 | 31.329 | 75.2
22085213 | Raw Oil-Resistant Buna-N O-Ring, 1.2 mm Wide, 6 mm Id | 23997 | 0 | 0.0886 | 0.094
871CR-B3T1H1F1 | ELEC,CT R-SENSOR,0.1,PEEK,TI,1"BVA,PT1K,40FTHT,#6 | 0 | 717.4 | 818.832 | 507.136 | Lab-Ovh
871EC-LB0-3-50M | Elec,871EC-LB0-3,50M CABLE | 0 | 1039.63 | 879.5 | 0 | Lab-Ovh
R001013 | Solu,Reference Fill,125ml Bottle,KCl,4M Liquid | 0 | 47.18 | 5.636 | 5.636 | Lab-Ovh
16000134 | PNS,Raw,Marine Anti-Fouling Black | 946 | 0 | 0.0653 | 0.06527
77023654 | Raw,1.0MM(.039) WIRE TO BOARD CRIMP (CI11T012PP0) GOLD | 15000 | 0 | 0 | 0
5733528RA2003BG | Elec,pH,X-5,SJ,12x115mm,Refillable,PT100 | 0 | 0 | 14.963 | 6.653
77023214 | Raw,CONN RCPT HSG 6POS 1.00MM NATUR0.039" (CI1106S0000-NH) | 2790 | 0 | 0.0666 | 0.07
00209512 | Raw,Barstock, Teflon (PTFE) 5/16"Dia,Virgin grade | 0 | 0 | 0.75 | 0.75
00025678 | Raw,Barstock,Brass 1/8"Dia | 14 | 0 | 0.7995 | 0.7995
00025679 | Raw,Barstock,Brass 5/16"Dia | 4 | 0 | 4 | 4.4975
EAC-IN-001-06TL | Acce, Cable,Coax+4,2M(6ft),F6 Amphenol toT #CABL9-A-2M | 0 | 0 | 15.965 | 0 | Lab-Ovh
F00IS01 | Solu,IonicStrngthAdjuster I,Fluoride,1 GalBottle,TISAB 1 | 0 | 104.64 | 2.562 | 2.562
ZC87L170SB | Acce,Light Probe,Halogen,12x70mm,Pyrex,Teflon Washer& O-ring | 0 | 47.72 | 5.984 | 7.906
247041 | RAW, PCB Assembly, Fluorometer, Analog, 0-3V Only | 88 | 0 | 43.372 | 43.3717
SXT-GXPA | Elec,pH,GX1,SJ,#2733526PB-020T,Potted Amp | 0 | 0 | 31 | 31
14050193 | Raw, 3” diameter circle of 3M 7735FL with 3M 91022 adhesive | 221 | 39.64 | 39.64 | 39.64
DOPO2-FO-0003 | Raw, Lithium-ion Battery, 3.7V 850mAh | 42 | 0 | 6.37 | 6.37
DOPO2-FO-0004 | Raw, LED, Round, Red Color, 3mm OD | 2 | 0 | 0.18 | 0.18
77030013 | RAW, PCB Assy, Fluorometer, Analog, 4-20mA, 4-Wire, BLE | 194 | 0 | 92.2425 | 64
DOPO2-FO-0005 | Raw, LED, Round, Blue Color, 5mm OD | 2 | 0 | 0.24 | 0.24
DOPO2-FO-0006 | Raw, Sensor Photodiode, 5mm OD | 2 | 0 | 4.59 | 4.59
R035-0003-2M | Elec,ORP,PC Red,PT Disc,SJ#R035N-F00-S0X-SM02WB | 0 | 0 | 15.451 | 0 | Lab-Ovh
DOL2-0003-M01 | Elec,ODO, Gen 2,4-20mA output,1M,T | 0 | 0 | 129.208 | 0 | Lab-Ovh
DOL2-0004-M01 | Elec,ODO,Gen 2,0-5V output,1M,T | 0 | 0 | 129.208 | 0 | Lab-Ovh
5733534-003B | Elec,pH,XV,SJ,12x110mm,Tuff Tip,Sealed Ref,Black Epoxy | 1 | 130.33 | 27.927 | 22.957 | PROX Lab
PAP-30-300OBA | Sub,Patch,AP,3"ODx0.76mm(0.03")T,PMMA disk,Oil-base overcoat | 0 | 0 | 51.085 | 0 | Lab-Ovh
35630-52 | Elec,pH,DJ,XVBF,K=1.0,Plat,TT,#3983712-3P-S-10IW6 | 1 | 181.58 | 82.824 | 63.158 | PROX Lab
5726-22 | Elec,Oxygen,Polarographic,#O25IP27-200-07,316L SS,w/PT100 | 0 | 0 | 71.614 | 1.68
27504-00 | Elec,Ammonium,#NH41508-003B,12x110mm,Refillable | 2 | 129.55 | 34.233 | 34.233 | PROX Lab
5230333GW60125F | Elec,Silver Wire,Mono,Epoxy,14/15 Ground Jnt,F/Banana | 0 | 0 | 40.693 | 30.394
876EC-TWFN | ELECTRODELESS CT INTELLIGENT TRANSMITTER | 0 | 237.29 | 88.722 | 497.141 | Lab-Ovh
680090 | Raw,FOAM,1.48"ODx0.25"L,BK DK2121,RHGAP-04-06 | 46 | 0 | 0.026 | 0.026
27009-30 | Elec,Platinum,SJ,#2779600-010B,12x110mm | 1 | 104.21 | 49.478 | 42.757 | Lab-Ovh
27011-00 | Elec,pH,X-BD,SJ,#1963527H-010B,1/2"MNPT | 2 | 62.21 | 32.2 | 28.727 | PROX Lab
27503-09 | Solu,Chloride,1000ppm Standard,#CLOASO2 | 0 | 15.44 | 2.162 | 2.162
5992-02 | Elec,pH,DJ,XVBF,#573B734-003B,12x110mm,TuffTip | 5 | 57.08 | 29.102 | 29.102 | PROX Lab
X0174FA | Raw,Screw,6-32 X .312 SEMS, ITLW, Sn-Plated S/ | 750 | 0 | 0.61 | 0.61
BS806DC | Machined, Black, Cover Back for 873 Product | 3 | 0 | 16.273 | 13.82 | Lab-Ovh
B0125ZQ | LABEL | 712 | 0 | 0.35 | 0.35
X0104CB | Raw,Nut,Hex, 8-32 M/S Z-Y | 66 | 0 | 0.0944 | 0.0944
X0119NH | Raw,Screw,2-56 X 3/16 PH PAN M/S S/S | 1298 | 0 | 0.02 | 0.02
4S200TS | 873EC FINAL ASSY DOC | 0 | 0 | 0 | 0
A2003ZW | Raw,Screw,4-40 X 1/4 PH PAN Machine S/S | 3751 | 0 | 0.01 | 0.01
B8003KC | LABEL, WARNING | 109 | 0 | 2.76 | 1.25
BS805NS | DATA LABEL(PLASTIC), 873 | 0 | 0 | 0.234 | 0.21
BS806DJ | ASSY,BACK COVER | 0 | 0 | 51.155 | 30.9733
BS809FX | Chip | 0 | 0 | 2.813 | 0
X0179LW | PLUG, WINDOW POLYCARBONATE | 53 | 0 | 0.1 | 0.1
X0143AD | Raw,Washer,Flat, #4 Flat Type A 314 X 125 X 03 | 2496 | 0 | 0.02 | 0.02
X0169KY | Raw,Screw,6-32 X 1/4 PH PAN HD TAPTITE TYPE TT | 655 | 0 | 0.0806 | 0.08
X0170HX | Raw,Screw,6-32 X 3/8 PH PAN TAPTITE TYPE TT Z- | 2827 | 0 | 0.13 | 0.13
X0173YY | Raw,Screw,8-32 X 1/2 PH FILL HD M/S | 2183 | 0 | 0.0962 | 0.09625
X0173ZA | Raw,Standoff,Hex, 5/16 x 6-32 x 2" m-f s/s #4599 | 2609 | 0 | 1.84 | 1.84
X0173ZU | Raw,Screw,Grounding | 1286 | 0 | 0.6 | 0.6
X0180GV | PNS, 1" LOW STATIC POLIMIDE TAPE | 62 | 0 | 90.554 | 90.554
X0201JY | Raw,Standoff, Circuit Board Post | 854 | 0 | 0.38 | 0.38
D0219DK | ESD WARN.LABEL | 1102 | 0 | 0.3302 | 0.3302
S0114AC | Box,Corrugated,28"Lx 8"Wx7-1/2"D,SW,Crush Test 32 lbs | 179 | 0 | 1.71 | 1.24
2800008 | Raw,O-Ring VW076-75 | 557 | 2.56 | 0.73 | 0.73
15100DB | TEST PROCEDURE | 0 | 0 | 0 | 0
PH10-3N2A-2 | Elec,Dolphin,PH,FLAT BULB,PT1K,20FT CABLE,PIN LUGS | 0 | 275.15 | 146.401 | 146.401 | Lab-Ovh
871PH-2P2B-E | Elec,pH,CPVC,Bulb,PT100,carpenter,Ceramic jct,PTfe,20ft,Lug, | 0 | 372.06 | 178.649 | 0 | Lab-Ovh
876EC-TYFA-7M | ELECTRODELESS CT INTELLIGENT TRANSMITTER | 0 | 246.14 | 95.592 | 0 | Lab-Ovh
PH10-3P1A-4 | Elec,Dolphin,PH,FLAT BULB,W/PCB,PT100,40FT CABLE,PIN LUGS | 0 | 289.88 | 142.1 | 129.02 | Lab-Ovh
PH10-1N2Q | Elec,Dolphin,PH,DOME BULB,PT1K,VP CONN | 0 | 338.84 | 141.838 | 121.921 | Lab-Ovh
PH10-1N2A-AA | Elec,Dolphin,PH,DOME BULB,PT1K,10FT CABLE,PIN LUGS,ATEX | 0 | 280.56 | 132.615 | 0 | Lab-Ovh
873PH-JIPFGZ | PH ANALYZER,100VAC,4-20mA,FM | 0 | 313.84 | 139.464 | 488.097 | Lab-Ovh
0051189 | ELECTRODE PRO SLEEVE | 0 | 88.41 | 23.587 | 23.089 | Lab-Ovh
871PH-2P1B-3 | Elec,pH,CPVC,Bulb,PT100,TI,Ceramic jct,PTfe,Cable per s.o | 0 | 560.04 | 266.64 | 0 | Lab-Ovh
871PH-2R1B-QET | Elec,ORP,CPVC,PT,PT100,TI,CERAMIC JCT,PTFE,VP CONN,EPDM,TEFL | 0 | 692.93 | 407.503 | 0 | Lab-Ovh
BS811JB-F020 | PATCH CORD-020FT,W/PREAMP,VARIOPIN | 0 | 231.15 | 74.438 | 65.554 | Lab-Ovh
0051185 | 1-1/4,316SS BUSHING/TWIST LOCK | 0 | 334.41 | 96.139 | 31.063 | Lab-Ovh
873EC-BIYFNZ-7 | ELECTODELESS CT ANALYZER | 0 | 281.99 | 111.572 | 0 | Lab-Ovh
BS809UK | FLANGE 1", FLO THRU 1439 | 1 | 0 | 641.25 | 641.25
BS810RV | Acce,O-Ring Kit, Toroid for 871FT | 0 | 0 | 13.469 | 0
X0116FC | Raw,Screw,8-32 X 1/4 SOC SET CUP PT 316 S/S | 113 | 0 | 0.25 | 0.25
X0140GX | Raw,Screw,1/2-13 X 1 3/4 HEX C/S S/S | 49 | 0 | 0.62 | 0.62
X0145PC | Raw,O-Ring,Viton VW076-75, 2-132 | 287 | 0 | 1.61 | 1.61
X0145PF | Raw,O-Ring,Viton,75A,48.90mmx54.14mm,Brown | 199 | 0 | 0.98 | 0.98
X0173YK | Raw,Clasp,Anchor Seal 2711 | 530 | 0 | 0.13 | 0.13
15100CK | Pressure Test Procedure | 0 | 0 | 0.01 | 0
15100DW | Hi Pot Procedure | 0 | 0 | 0.01 | 0
15100HA | Loop Test Procedure | 0 | 0 | 0.01 | 0
BS815KC | SEAL PLUG | 516 | 0 | 0.095 | 0.11
X0117AX | Silicone Sealant, Temp Range -75F to 300F, RTV-108 or EQ | 20 | 0 | 7.62 | 7.62
X0173TY | Raw,Screw,#6 X 3/16 PH PAN SMB S/S BRIGHT ACID | 410 | 0 | 0.31 | 0.31
BS807EU | 1" GAS FILLED PEEK INSULATOR | 3 | 0 | 325 | 325
BS807WS | RTD 1000OHMS,Ind,1”,316 | 4 | 0 | 451 | 451
BS809UJ | FLANGE 1",316SS 1439 | 5 | 0 | 197.71 | 197.71
X0142JE | Raw,Nut,Hex,Heavy, 1/2 -13 | 63 | 0 | 0.53 | 0.53
BS807KL | Toroid Sensor Assy, LR 1-1½”, IND 150 | 0 | 0 | 617.378 | 0
BS807YP | Acce,Kit,O-Ring | 0 | 849.63 | 242.694 | 242.751 | Lab-Ovh
BS811BR | FLANGE, 1" 300#,316/316L | 0 | 0 | 216.64 | 216.64
X0173VN | Raw,Screw,SS 10 x 32 x 1/4 2225 | 253 | 0 | 0.116 | 0.12
X0174AV | Raw,Screw,HEX CAP | 5 | 0 | 1.75 | 1.75
X0201DP | Raw,O-Ring,#2-132 CHEMRAZ COMPOUND 505 | 26 | 0 | 46.84 | 47.51
X0201DQ | Raw,O-Ring,#2-135 CHEMRAZ COMPOUND 505 | 21 | 0 | 59.76 | 59.76
BS807EX | INSULATOR 3" PEEK | 7 | 0 | 350 | 350
BS807JY | SLEEVE, INSULATOR 3 SST | 23 | 0 | 425 | 425
BS807XF | FLANGE, 3", S.S., 300# | 6 | 0 | 457.74 | 457.74
BS808BJ | Toroid Sensor Assy, HR 3", IND 300 | 0 | 0 | 1309.198 | 0
BS808EG | RTD,100 OHM,IND.300lb,3"-4"316 | 0 | 0 | 18.082 | 0
X0142JT | Raw,Nut,Hex,Heavy, 3/4 -10 | 114 | 0 | 1.4 | 1.4
X0201HD | Raw,O-Ring,EPDM 2-153 90A BLK | 45 | 0 | 9.6 | 9.6
X0201HE | Raw,O-Ring,EPDM 2-154 | 56 | 0 | 10.5 | 10.5
XS004JU | STUD BOLT 3" | 14 | 0 | 26.954 | 26.63 | Lab-Ovh
R1005HY | PIPE,WELDED,1 1/4",316SS | 6 | 0 | 32.18 | 32.18
BS807EV | INSUL. PEEK 1-1/2" 2260 | 11 | 0 | 242 | 242
BS807FP | S.S Flange | 4 | 0 | 168.7 | 268.7
XS004HU | Raw,Stud Bolt 1"-1.5" 2727 | 28 | 0 | 10.24 | 10.24
6010068 | SLEEVE #3 | 560 | 0 | 0.15 | 0.15
H250 | Elec,pH,X-1F,DJ,#3922703S-BJ,In-Line CPVC,Tuff Tip | 0 | 0 | 6 | 6
EP570AK | U-BOLT SS 3/8 X 4.63 #29535T13 | 16 | 0 | 10.93 | 10.93
EP570AJ | EXPLOSION PROOF UNION M/F BLSG-50 | 46 | 0 | 1.92 | 1.92
X0180JJ | SEALANT, PIPE THREAD | 0 | 0 | 0 | 0
X0180JK | PRIMER / ACTIVATOR | 0 | 0 | 0 | 0
63-0010 | Elec,pH,XVF,DJ,Special for A T I,W/F/RCA | 0 | 65.77 | 0.65 | 0.249
63-0013 | Elec,pH,X2,SJ,3 wires PT100,T/L,#1993591-25TV12S | 4 | 137.49 | 41.053 | 41.053 | Lab-Ovh
63-0023 | Elec,Plat,DJ,#1929857-25T,3/4"MNPT CPVC | 0 | 99.34 | 25.287 | 9.904
EP570AH | EXPLOSION PROOF UNION M/F EYM50 | 8 | 0 | 43.5 | 43.5
EP570AG | EXPLOSION PROOF UNION M/F UNY50NR | 16 | 0 | 13.75 | 13.75
SP10B | Elec,pH,X-VD,SJ,#573V526-3B,Amber Body,Blue Boot | 2 | 42.81 | 21.795 | 19.601 | PROX Lab
SP20B | Elec,pH,X-VD,SJ,#577V593-3B,12x110mm,Sealed,Blue Boot | 0 | 0 | 8.947 | 2.787
SP20T | Elec,pH,X-VD,SJ,#577V593A4-003BU,12x110mm,BlueBoot,PT1K | 0 | 0 | 25.339 | 13.277
SP22X | Elec,pH,X-VD,DJ,#577V792-S7,12x110mm | 0 | 0 | 10.923 | 7.066
SZ10T | Elec,Galvanic,Zinc,12x110mm,(0-40mV Output),PT1K,10K Ther(Pa | 0 | 0 | 1.484 | 0.881
ISE-8770 | Elec,ISE, Chloride,#CLO1502-003B,Combination | 0 | 0 | 9.52 | 9.52
PAP-10-300-SAB | Sub,Patch,AP,3"ODx0.25mm,PTFE,Adhesive-Backed,AP Only | 0 | 0 | 85.425 | 0
PAP10-300OBASAB | Sub,Patch,AP,0.25mm,PTFE,OBA,Adhesive-Backed | 0 | 0 | 96.762 | 0 | Lab-Ovh
PAP-10-8-OBASAB | Acce,Patch,AP,8mmODx0.25mm,PTFE,OBA,Adhesive-Backing | 0 | 95 | 101.334 | 0
77030035 | RAW, PCB Assy, ODO, USB Modbus, Proteus | 202 | 0 | 35.6152 | 24.228
77030036 | RAW, PCB Assy, Conductivity, USB Modbus, Proteus | 207 | 0 | 61.1079 | 41.57
77030037 | RAW, PCB Assy, pH/ORP/ISE, USB Modbus, Proteus | 492 | 0 | 19.1247 | 13.01
110513 | Elec,pH,X-2,DJ,#5273706-004I,R001013-30,R001011-30,Syringe | 0 | 0 | 27.078 | 0
5PB50K9K-10BT | Elec,pH,XVD,DJ,TB557,Peek,Notched Ceramic,Karl 6375 | 1 | 575.35 | 135.838 | 135.838 | PROX Lab
01353-S-1M | Sub,Cable,Assembly, 871C, 1M | 0 | 0 | 9.583 | 0
BS805YW-23 | Assy-Cable Assembly, 23ft. | 0 | 126.6 | 89.604 | 0
88000036 | Raw,Label,Electrode Model Label for HORIBA#3100140008 | 0 | 0 | 0 | 0
88000040 | Raw,Label,Electrode Logo Label for HORIBA#3200533832 | 0 | 0 | 0 | 0
00224563 | Raw,Tee body,Black PVC,molded (PTSAT-04-08M) | 0 | 0 | 0 | 0
5993-81 | Elec,pH,BD,SJ,#3983501-010BGV12,Disposable Sumbersible,PT100 | 1 | 154.72 | 103.354 | 98.952 | PROX Lab
27502-13 | Elec,Chloride,DJ,12x110mm,Refillable,Glass,#CL01502-003B | 5 | 171.83 | 41.661 | 39.696 | PROX Lab
00224562 | Raw,Tee cap,Black PVC,molded (PTSAT-04-09M) | 0 | 0 | 0 | 0
00224561 | Raw,Tee extension body,Black PVC,molded (PTSAT-04-10M) | 0 | 0 | 0 | 0
00224560 | Raw,Tee extension cap,Black PVC,molded (PTSAT-04-11M) | 0 | 0 | 0 | 0
00203214 | Raw,Barstock, Teflon (PTFE) 1 1/8" OD 8803K74 | 0 | 0 | 12.64 | 0
27505-00 | Elec,Ammonium,DJ,#NH41522-003B,Replacement Membrane | 0 | 172.04 | 32.932 | 31.287 | PROX Lab
27505-50 | Replacement Mem,Ammonium,#NH4MK22,3 mem,oring,inner&ref fill | 0 | 104.97 | 13.086 | 8.294 | Lab-Ovh
15380457 | MRO,Mixer Tip Nozzle,8.7x7 Elements PE | 300 | 1.47 | 1.47 | 1.47
I-10WEHF-VPI120 | Elec,pH,DJ,IXD,HF,12X110mm,PT1K,VP w/IngoldWiring,Glass | 0 | 525 | 40.786 | 0
957NDB-130-IXD | Sub,SJ,ThickWall,IXD,HF,Dual Wick 33380040F,12x130mm | 0 | 0 | 0 | 0
955NDB-130-IXD | Sub,pH,SJ,IXD,HF,12x130mmL,Ceramic Wick .04,Thick Wall | 0 | 0 | 0 | 0
13-620-197 | Elec,pH,FS5,DJ,#RS5773703-003B,Glass body,Spring Load | 0 | 0 | 11.085 | 2.448
2010731S-20BH | Acce,Adapter,FBNC/3Pin MMolex to MBNC/Hanked,20"L S=ZV Cable | 0 | 244 | 17.587 | 0
35803-74 | Solu,Reference Fill,Peco #R001013-125 | 0 | 7.79 | 1.482 | 1.482
C2-005-WC | Sub,Cable,WC,C2,5 Feet,Male BNC,2.5mm Phone Plug | 0 | 0 | 5.15 | 5.15 | Lab-Ovh
27009-00 | Elec,pH,SJ,XVBD,#2773500-010B,12x110mm,Spinning Cap | 2 | 72.85 | 42.852 | 42.852 | PROX Lab
27013-23 | Elec,pH,XBD,DJ,VLC#577B735-025B,12x80mm,Glass Body | 26 | 66.18 | 33.601 | 33.601 | PROX Lab
27013-27 | Elec,pH,X-BD,DJ,#5773777-025BGV12 | 0 | 81.39 | 43.696 | 44.033 | PROX Lab
27013-82 | Elec,pH,X-BD,DJ,#5773777-025BHV10,12x80mm,PT1K | 3 | 96.43 | 48.403 | 48.403 | PROX Lab
27003-24 | Elec,pH,BF,DJ,#1962757-010BHV10,3/4"Ryton,1K ohm | 0 | 80.05 | 40.656 | 40.656 | PROX Lab
27502-69 | Solu,Kit,Fluoride,Incd:ISA,Standard,Ref,Peco #F00002K | 0 | 37.03 | 6.867 | 6.867
35801-74 | Elec,pH,X-BD,DJ,#5773701A21-X30BG,12x110mm,Refill | 15 | 0 | 18.134 | 3.99
35805-12 | Elec,pH,X-2,SJ,#5773905-003B,12x110mm,Refill | 1 | 41.66 | 4.6 | 4.05
C18-017-HB | Sub,Cable,HB,C18,17 Feet,Spade lug:77282226,Cable:99030131 | 0 | 0 | 16.709 | 16.709 | Lab-Ovh
99039540 | Raw,RC68-D001 cable assy, 4C(red,black,orange,green),3FT,Tis | 2372 | 0 | 2.25 | 2.8125
511175 | Solu,Fluoride,125mL Bottle,Peco#R001013,Reference Fill | 0 | 0 | 1.482 | 1.439
C91-020-PN | Sub,Cable,CE,20F,Plug,4-Pin Conn (220155),Tin leads,4 wires. | 0 | 0 | 31.176 | 25.396 | Lab-Ovh
C35B473-20H-26 | Elec,Cond.K=1.0 316SS,Peek Insulator,PT100,26"ins,20FT | 0 | 1045 | 272.286 | 257.234 | Lab-Ovh
0771314-32-T | Elec,Cond,K=1,12x120mm,Glass Body,PT1K | 0 | 0 | 37.7 | 37.7
27001-80 | Elec,pH,X-BD,DJ,#3983701-010B,3' ABS | 0 | 138.29 | 93.526 | 93.526 | PROX Lab
27003-02 | Elec,pH,XBF,DJ,#1922757-010BGV12,3/4"CPVC,100ohm,3.5mm | 0 | 73.21 | 34.839 | 34.839 | Lab-Ovh
27503-60 | Solu,ISA,2M (NH4)2SO4,#I2MNH42,475ml Bottle | 0 | 15.44 | 2.162 | 2.118
27003-60 | Elec,Gold,DJ,#1968857-010B,Ryton | 1 | 164.09 | 112.878 | 112.878 | Lab-Ovh
871A-2D-1 | Elec,ORP PROBE,PLATINUM,PT100,W/PCB,10FT CABLE | 0 | 290.67 | 107.663 | 114.315 | Lab-Ovh
BS811HW-040FT | ACCE,Extension cable - Preamp Sensor; 40FT | 0 | 184.57 | 53.451 | 53.113 | Lab-Ovh
2010731S-30BH | Acce,Adapter,FBNC/3Pin MMolex to MBNC/Hanked,30"L S=ZV Cable | 0 | 273 | 24.802 | 0
04-035-00 | Elec,Cond,K=1,Resistor=5.1K,Graphite,1/2"MNPT,42mm Out | 22 | 0 | 22.097 | 0.394
2010731S-50BH | Acce,Adapter,FBNC/3Pin MMolex to MBNC/Hanked,50"L S=ZV Cable | 0 | 293 | 39.232 | 0
35412-10 | Elec,Cond,K=0.5,15.5x110mm,Graphite,30K,8-Pin Din#0931344-TV | 13 | 77.67 | 44.416 | 44.416 | Lab-Ovh
SK40T | Elec,Cond,K=0.5,#5931344-72-03/8S,Graphite,4 Pin,PT1K | 0 | 0 | 1.667 | 2.24
M01-001-195 | Sub,Guard Body,Blk Kynar,1.05"x4.1"L,TJ,H068K-04-08-R | 28 | 0 | 8.725 | 8.725
OSP-WELD-18 | Outside Processing Welding- $ 26 | 0 | 0 | 26 | 26
873EC-AIYFNZ-57 | ELECTRODELESS CT ANALYZER | 0 | 260.79 | 92.036 | 92.963 | Lab-Ovh
BVA-PHA2E08 | BALL VALVE,PH10/ORP10,TI,EPDM,0-8",2"ANSI150 | 0 | 5247.39 | 4853.324 | 0 | Lab-Ovh
F001501-003B | Elec,Fluoride,Mono,12mmx110mm,Solid State,Epoxy Body | 5 | 406.82 | 14.544 | 12.544
FMFRCS10 | FC,Chlorine,RC68-2201-3FT,4-20MA,0-10PPM,wLogoPMS286C | 0 | 425.1 | 175.025 | 175.025 | Lab-Ovh
9001041-003B | Acce,Cable,Detachable Lead,CD to BNC,Low Noise Coax,fits DLG | 0 | 67.32 | 5.305 | 3.968
77020115 | Raw,Connector,Lemo, 6 pin, 3 male & 3 female | 0 | 24.17 | 17.48 | 17.48
511176 | Solu,Chloride,125mL Bottle,Peco#R001015,Reference Fill | 0 | 40.11 | 1.482 | 1.093
511177 | Solu,Ammonium,125mL Bottle,Peco#R001043,Reference Fill | 0 | 0 | 1.482 | 4.72
511184 | Solu,Activity Stndrd,Ammonia,#NH3AS02,1000ppm,475ml Btl | 0 | 0 | 2.162 | 1.503
35802-19 | Elec,Fluoride,DJ,#F001502-003B,12x110mm,Refillable | 3 | 148.12 | 50.731 | 60.342 | PROX Lab
35804-00 | Elec,pH,X5,SJ,#5732506-B,12x100mm | 3 | 42.59 | 25.063 | 25.063 | PROX Lab
35805-24 | Elec,pH,DJ,XVBD,6"ABSPipe,398V706-010B,No Oakton Logo | 1 | 50.8 | 31.611 | 31.611 | PROX Lab
13-620-493 | Acce,Adapter,Female US Standard to Radiometer,peco#8001045-C | 0 | 18.16 | 0.018 | 0.012
C96-097-TC | Sub,Cable,6C:200155-WP,29.5M,ODO,See DWG#C96-05-01 | 0 | 0 | 62.712 | 0
V-0011-2BH | Elec,pH,Ryton Cap,X-VD,DJ,SPR,3Kohm,12x80mm | 8 | 0 | 27.091 | 11.49
V-0010-20B | Elec,pH,Ryton Cap,X-VD,DJ,SPR,No TC,12x80mm | 4 | 272.73 | 31.108 | 29.644 | PROX Lab
C96-020-KD | Sub,Cable,C96:200155-WP,20FT,6PIN CONN:77020118,for RS485 | 0 | 0 | 32.713 | 0
M16-009-001 | Sub,ferrule, 7/8",PTFE,PTSAP-04-12 | 0 | 0 | 0.351 | 0
PHE-3211 | Elec,Ref,DJ,#5771427-003D,Refillable | 4 | 0 | 15.5 | 15.5
SS130AQ-27FT | Assy-Cable Assembly, 27ft. | 1 | 586.92 | 213.154 | 167.691
875CR-B1U | CT/RESISITVITY ANALYZER,220VAC,PANEL,UL | 0 | 357.18 | 118.81 | 535.522 | Lab-Ovh
VLTTAZ-BV | Acce,VLTTA BALL VALVE,316SS | 0 | 0 | 112.116 | 0 | Lab-Ovh
VLTTAT-BV | Acce,VLTTA BALL VALVE,3PCS,Titanium | 0 | 0 | 1666.749 | 0 | Lab-Ovh
VLTTAH-BV | Acce,VLTTA BALL VALVE,3PCS,Hastelloy-C | 0 | 0 | 2289.375 | 0
VLTTAZ-NP | Acce,VLTTA NIPPLE,1-1/2"NPT,316SS | 0 | 0 | 7.599 | 0 | Lab-Ovh
VLTTAT-NP | Acce,VLTTA NIPPLE,1-1/2"NPT,Titanium | 0 | 0 | 111.639 | 0 | Lab-Ovh
VLTTAH-NP | Acce,VLTTA NIPPLE,1-1/2"NPT,Hastelloy-C | 0 | 0 | 180.375 | 0
BS811HW-F033 | ACCE,Extension cable - Preamp Sensor; 33FT | 0 | 160.64 | 46.613 | 46.276 | Lab-Ovh
27502-41 | Elec,Silver/Sulfide,#AGS1502-003B,12x110mm,Refill | 10 | 135.17 | 41.581 | 41.581 | PROX Lab
27502-91 | Solu,Kit,Silver,Incd:Ref,ISA,Strip,Stdrd,Syringe,#AGS202 | 0 | 37.03 | 7.694 | 7.694
27503-58 | Solu,TISAB,1 Gallon,peco#F00IS01-G | 1 | 29.67 | 2.562 | 2.562
BP635-DSP-B120 | Elec,pH,X-2D,DJ,12x120mm,W/Washer & O-Ring | 2 | 243.1 | 29.574 | 29.441 | PROX Lab
PC2K2A | Elec,pH,GXVF,DJ,#MH116M3MZ,PT1K,Kynar Insert,Teflon | 30 | 101.49 | 63.152 | 58.167 | PROX Lab
247041-10 | RAW, PCB Assembly, Fluorometer, DPD Board, W/PD | 762 | 0 | 16.42 | 16.42
SK10T | Elec,Cond,K=1.0,#5731301-32-003BU,Graphite,Epoxy,PT1K. | 78 | 48.04 | 15.813 | 8.333
BS811MB | DOLPHIN INSERTION ASSY | 0 | 1582.45 | 1345.171 | 258.491 | Lab-Ovh
BS811MN-40FT | Acce,Cable Assembly,40FT | 0 | 0 | 58.274 | 0
414011-025 | Sub,Cut,Lead Free Glass,8mm (0.325+/-0.005")ODx1.0"L | 0 | 0 | 0.002 | 0
414013-085 | Sub,Cut, Lead Free Glass,4.2mm(0.165")ODx85mm(3.35")L | 0 | 0 | 0.002 | 0
471039-0001 | Sub,Collar Ring,316SS,1.50"ODx1.32"IDx0.3"L,H068K-74-06 | 0 | 0 | 2.204 | 2.204
BS810JX | DOLPHIN INSERTION SHAFT 26.52" | 0 | 0 | 114.322 | 113.986 | Lab-Ovh
X0179JC | TAPE, TEFLON | 0 | 0 | 0.01 | 0.01
M09-002-061 | Sub,Insert,Ryton,W/Teflon Junt.,Guard,.25&.165 Gls,TP561T-3 | 12 | 0 | 4.007 | 5.375
441052-0002 | Sub,Adapter,PVC,0.358"/0.6"ODx3.75",Black,AXMLV-04-01 | 0 | 0 | 0.878 | 0.878
441130-0026 | Sub,Probe body,PVC Rod,1/2"OD,black,CLYSV-04-01 | 50 | 0 | 0.587 | 0.587
TRACKING | Shipment Tracking | 0 | 0 | 0 | 0
BS805YN | Acce,Kit,SPR Glass Electrode (PK/10) | 0 | 1482.53 | 346.648 | 423.58 | Lab-Ovh
BVA-PHD1V08 | BALL VALVE,PH12,1-1/4",316SS,VT O-RING,0-8"L | 0 | 1831.84 | 1398.118 | 0 | Lab-Ovh
ORP10-1N1A-2FN | Elec,Dolphin,ORP,PT,PT100,20FT CABLE,PIN LUGS | 0 | 335.4 | 233.973 | 0 | Lab-Ovh
M01-027-008 | Sub,Housing,0.6"OD Blk,Conductivity,K=0.5,4 Bands. | 15 | 0 | 1.547 | 0.601
M14-027-001 | Sub,Guard,0.6" Blk PVC,4 Slots,1/2-28TPI | 15 | 0 | 0.38 | 0.188
CONDD9B4DNA-60 | Sub,Conductivity,K=0.5,Internal,4PlatBand,12x60mm Length | 0 | 0 | 61.803 | 0
BS805HN | FLOW CHAMBER BUSHING MOUNT | 1 | 0 | 39.048 | 82.07
BS813HD | pH12 HOLDER,GUARDED,DK GRAY CPVC | 1 | 0 | 105.05 | 105.05
B0158LY | NON-FLOWING REFERENCE ELECTRODE ASSY | 0 | 191.81 | 101.261 | 101.261
B0158LV | TIP POROUS | 7 | 0 | 12.5 | 12.5
BS813XL | Raw,Preamp Block | 20 | 0 | 43.68 | 43.68
871PH-5F1A-3 | Elec,pH,Ryton,Flat Bulb,PT1k,TI,Ceramic jct,Ryton,Cable per | 0 | 371 | 213.258 | 0 | Lab-Ovh
00190011-R | Raw,Ring,Retaining 5/8"OD,15-7PH SS | 20 | 0 | 1.818 | 1.818
K0113XT | Raw,O-Ring,Viton,75A,.74mmx2.78mm,Brown | 110 | 0 | 0.81 | 0.81
BS806GL | HEX NUT | 1 | 0 | 47.41 | 214.88
871CR-A3T1C1A1 | CT R-SENSOR,0.1,PEEK,TI,3/4"NPT PVDF BUSH,PT1K,20FT,#6 LUGS | 0 | 691.37 | 479.929 | 412.58 | Lab-Ovh
871CR-C5G1K1C1 | CT R-SENSOR ,10,NORYL,GP,W/CONDUIT FITTING,PT1K,30FT,#6LUG | 0 | 624.67 | 617.646 | 471.587 | Lab-Ovh
873PH-AIYFNZ-7 | PH ANALYZER,120VAC,4-20MA,PIPE MOUNT,FM,N,STORM DOOR | 0 | 260.79 | 93.146 | 93.146 | Lab-Ovh
871FT-4F3D3C-CV | ELEC,FT CT,IND-LOW RANG,1-1/2",316SS,PEEK,FL ANSI300,CAL CAB | 0 | 2295.21 | 1994.338 | 1994.338 | Lab-Ovh
871PH-3B2A-3 | Elec,pH,AnTImony,Ryton,w/PCB,PT1k,carp,Ceramic jct,Ryton,Cab | 0 | 467.7 | 246.09 | 0 | Lab-Ovh
871CR-A1T1H1D1 | CT R-SENSOR,0.1,CPVC,TI,1"NPTSS VALVE,PT1K,30FT HTCABLE,#6 | 0 | 971.36 | 584.606 | 627.442 | Lab-Ovh
K0111FK | Raw,O-Ring,Viton,75A,17.12mmx22.36mm,Brown | 40 | 0 | 0.43 | 0.43
871PH-4X1B | ELEC,CPVC,W/PCB,PT1K,TI,CERAMIC JCT,PTFE,20FT CABLE,PIN LUG | 0 | 467.81 | 252.474 | 266.431 | Lab-Ovh
871FT-3C3D3T-39 | ELEC,FT CT,IND-HI,1/2"316SS,PEEK,FL ANSI150,PT100,CABLE | 0 | 3610.23 | 3057.629 | 0 | Lab-Ovh
P0170RB-040FT | Acce,Cable,40FT Teflon | 0 | 0 | 335.076 | 0
871CR-A1T1A1A1 | CT R-SENSOR,0.1,CPVC,TI,3/4"NPT CPVC BUSH,PT1K,20FT,#6 LUG | 0 | 629.56 | 426.682 | 459.686 | Lab-Ovh
875PH-C2F-A | PH/ORP/ISE ANALYZER,240VAC,PIPE,FM,STORM DOOR | 0 | 456.91 | 155.746 | 574.055 | Lab-Ovh
876EC-TXFN | ELECTRODELESS CT INTELLIGENT TRANSMITTER | 0 | 237.35 | 88.732 | 427.787 | Lab-Ovh
876EC-TWFN-7 | ELECTRODELESS CT INTELLIGENT TRANSMITTER | 0 | 241.53 | 95.592 | 95.592 | Lab-Ovh
876EC-TYFA-7 | ELECTRODELESS CT INTELLIGENT TRANSMITTER | 0 | 246.14 | 95.592 | 88.092 | Lab-Ovh
876EC-TYFN-7 | ELECTRODELESS CT INTELLIGENT TRANSMITTER | 0 | 246.14 | 95.592 | 95.592 | Lab-Ovh
876EC-TYCA-7 | ELECTRODELESS CT INTELLIGENT TRANSMITTER | 0 | 244.34 | 92.922 | 92.922 | Lab-Ovh
876PH-TWFN-7 | PH/ORP/ISE INTELLIGENT TRANSMITTER | 0 | 244.6 | 95.402 | 95.402 | Lab-Ovh
871CR-A1T1H1B1 | CT R-SENSOR,0.1,CPVC,TI,1"NPTSS VALVE,PT1K,20FT HTCABLE,#6 | 0 | 983.87 | 504.829 | 582.265 | Lab-Ovh
B0158LS | CAP 211 | 0 | 0 | 2.267 | 46.25
BS805WM | Acce,Kit,Antimony Electrode (PK/10) | 0 | 509.18 | 203.642 | 0
871CC-M4 | CONTACTING CT,INSERTION,HT PT100,K=10 | 0 | 695.96 | 455.616 | 455.616 | Lab-Ovh
BS811GX | PATCH CORD, VARIOPIN 40' | 0 | 391.72 | 131.076 | 117.746 | Lab-Ovh
876PH-TYFA-7 | PH/ORP/ISE INTELLIGENT TRANSMITTER | 0 | 249.21 | 95.402 | 95.402 | Lab-Ovh
876EC-TXFN-7 | ELECTRODELESS CT INTELLIGENT TRANSMITTER | 0 | 241.53 | 95.592 | 95.592 | Lab-Ovh
871EC-LB0-V | Elec,CT,Largw Bore PEEK,100K,HS,20FT,VITON | 0 | 415.8 | 358.184 | 335.359 | Lab-Ovh
875EC-A3C-C | ELECTRODELESS CT ANALYZER,120VAC,SURFACE,CSA,HART COMM | 0 | 495.93 | 154.517 | 0 | Lab-Ovh
871PH-4X1B_AUX | ELEC,871PH-4X1B+EP470B-B+EP562A-A | 0 | 529.65 | 300.918 | 582.269 | Lab-Ovh
EP327DA | CABLE ASSY EP327D W/ONE SPADE LUG | 0 | 100.22 | 27.142 | 27.142 | Lab-Ovh
EP470BA | LOWER HOUSING W/TI PIN | 0 | 0 | 41.815 | 0 | Lab-Ovh
B0158LU | ELECTRODE | 0 | 0 | 0 | 4.13
X0173UN | Raw,Screw,M4 X 8 PH PAN M/S S/S | 80 | 0 | 0.11 | 0.11
2800041 | Raw,Nut,Lock, 1/2" - 14 NPS Conduit, Steel Zinc | 48 | 0 | 0.28 | 0.28
A2014ZZ | Raw,Washer,Lock, #8 MED SPLIT LOCK SS | 180 | 0 | 0.03 | 0.03
MI611-229 | REMOTE PREAMP INSTRUCTIONS | 0 | 0 | 0.01 | 0.01
B0158EX | Terminal 1674 | 9 | 0 | 51.17 | 43
BS815AA | PH12 INSERTION SHAFT,SS,8" | 0 | 0 | 194.142 | 196.2 | Lab-Ovh
BS811LX-100 | Acce,Cable Assembly,100FT | 0 | 385.13 | 110.016 | 0 | Lab-Ovh
871PH-1A1A-3100 | Elec,871PH-1A1A-3,100FT Cable | 0 | 570.24 | 344.252 | 347.518 | Lab-Ovh
RF0CA1-30 | Solu,Calcium ISE Reference Fill, 30mL | 0 | 0 | 0.288 | 0
AJ0CA1-30 | Solu,Calcium ISE ISA, 30mL | 0 | 0 | 0.288 | 0
N0126KC | Raw,Bolt 5/16-18 x 2 3/4 u-bolt stl z-y to b | 590 | 0 | 0.77 | 0.77
AMPS-A511 | ELEC,Sonde,2.85"OD,PVC,5P,CT/PH/ORP/CL/WH,10M,RS485 output | 0 | 0 | 1355.81 | 0 | Lab-Ovh
PH10-1N2A-C | Elec,Dolphin,PH,DOME BULB,PT1K,10FT CABLE,PIN LUGS,CHEMRAZ | 0 | 281.05 | 187.86 | 168.948 | Lab-Ovh
871EC-SP0-3-5M | Elec ,871EC-SP0-3,5M cable length | 0 | 240.09 | 143.965 | 153.114 | Lab-Ovh
V-90G1 | Elec,pH,XVD,DJ,TC 3K ohm,1" MPT,LCJ,SPR | 2 | 375.21 | 76.05 | 28.757 | Lab-Ovh
27006-21 | Elec,Platinum,DJ,#5779878-010B,12x80mm | 1 | 92.15 | 38.578 | 39.159 | Lab-Ovh
29020-14 | Elec,Polarographic,#O25IP25-220-10,12x220mm | 0 | 0 | 191.1 | 191.1
29041-02 | Elec,pH,X-2D,DJ,#A773792-250-DL,250 "A" Length | 0 | 135.24 | 35.88 | 35.88 | PROX Lab
27001-91 | Elec,pH,DJ,XVBD,1/2"NPT,#1963778-010BHV10,1K ohm TC | 3 | 153.78 | 37.058 | 34.967
27013-20 | Elec,pH,X-BD,SJ,#5773591-025B,12x80mm | 3 | 56.95 | 13.954 | 8.427
27502-45 | Elec,Surfactant,#SUR1502-003B,12x110mm,Refillable | 1 | 177.55 | 32.881 | 28.489 | PROX Lab
SI1L1V2B-203-7 | Sub,stem,pH,ASG VII,Dome,Ceramic,0.235"x8"L#RHGAP-02-01 | 0 | 0 | 1.829 | 1.829 | Lab-Ovh
414014-203 | Sub,Cut, Lead Free Glass, 5.97mm (0.235") OD x 8.00"L | 0 | 0 | 0 | 0
C96-M06-TC | Sub,Cable,6C:200155-WP,6M,ODO,See DWG#C96-05-01 | 0 | 0 | 17.493 | 15.463 | Lab-Ovh
192NO357-025H | Elec,ISE,NITRATE,3/4"NPT CPVC,Sealed,VL,25FT | 0 | 0 | 46.392 | 0 | Lab-Ovh
27502-31 | Elec,Nitrate,#NO31502-003B,Refillable,Glass Body | 6 | 166.32 | 30.201 | 28.574 | PROX Lab
35806-20 | Elec,pH,XVF,SJ,#1922557-010BTV12 | 6 | 62.35 | 20.228 | 0.323
27502-05 | Elec,Bromide,DJ,#BR01502-003B,Refillable | 2 | 155.44 | 32.547 | 30.82 | PROX Lab
27503-13 | Solu,Activity Standard,Fluoride,Peco #F00AS02,1000ppm | 0 | 15.3 | 2.162 | 2.162
5654-82 | Elec,pH,X-BD,DJ,#5773777-010BHV10,12x80mm,w/PT1K | 0 | 72.13 | 28.512 | 22.562 | Lab-Ovh
27300-19 | Elec,PT Wire,SJ,#1929637-010B,3/4"MNPT CPVC | 0 | 0 | 23.952 | 9.526
27502-39 | Elec,Potassium,DJ,#K001502-003B,12x110mm,Refillable | 5 | 169.58 | 35.414 | 35.414 | PROX Lab
27504-26 | Elec,Potassium,#K001508-003B,12x110mm,Refillable | 1 | 132.09 | 36.603 | 36.603 | PROX Lab
PH10-3P1B-5 | Elec,Dolphin,PH,FLAT BULB,W/PCB,PT100,50FT CABLE,VP CONN | 0 | 564.99 | 221.17 | 0 | Lab-Ovh
CONDD3B3B-115 | Sub,Conductivity,K=1.0,GlassBody,3PlatBand,6x115mmL. | 4 | 0 | 52.479 | 34.67 | Lab-Ovh
BS811LX-40 | CABLE ASSY,40FT | 0 | 0 | 42.323 | 42.244 | Lab-Ovh
BS811LX-50 | CABLE ASSY,50FT | 0 | 0 | 52.091 | 52.091 | Lab-Ovh
BS811LY-10 | CABLE ASSY,10FT | 0 | 0 | 22.338 | 0
BS811LY-20 | CABLE ASSY,20FT | 0 | 0 | 40.653 | 37.262
BS811LY-30 | CABLE ASSY,30FT | 0 | 0 | 58.968 | 58.786 | Lab-Ovh
BS811LY-40 | CABLE ASSY,40FT | 0 | 0 | 77.283 | 0
BS811LY-50 | CABLE ASSY,50FT | 0 | 0 | 96.045 | 96.045 | Lab-Ovh
445043-0001 | Sub,Teflon Porous frit 0.2"L, for RREF0038FRIT | 266 | 0 | 0.786 | 0.786 | Lab-Ovh
871A-2F-7 | Elec,pH Probe,Flat Bulb,PT100,w/PCB,10ft Cable w/ male conn | 0 | 306.21 | 130.604 | 140.491 | Lab-Ovh
PH12-1P12S-ZZ | Elec,pH,12MM,Dome Bulb,PEEK 120MM,PT1000,S Conn,No Agency Ce | 0 | 927.5 | 627.479 | 628.424 | Lab-Ovh
PH10-2P1A-3 | Elec,Dolphin,PH,DOME BULB,NO GUARD,W/PCB,PT100,30FT CABLE,PI | 0 | 291.77 | 136.892 | 0 | Lab-Ovh
BS805JU | BALL VALVE INSERTION,BVI-3,2"NPT,316SS, BALL 2.0IPS | 0 | 1275.12 | 826.336 | 865.424 | Lab-Ovh
871PH-1A1A-7 | Elec,pH,Ryton,Bulb,w/PCB,PT100,TI,Ceramic jct,20ft Cable,mal | 0 | 502.53 | 267.141 | 256.649 | Lab-Ovh
PH10-3N1Q | Elec,Dolphin,PH,FLAT BULB,PT100,VP CONN | 0 | 338.6 | 141.408 | 141.408 | Lab-Ovh
871PH-5F1A | Elec,pH,Ryton,Flat Bulb,PT1k,TI,Ceramic jct,20ft Cable,pin L | 0 | 477.76 | 257.336 | 243.374 | Lab-Ovh
871PH-3A2D-3CT | Elec,pH,rt,Bulb,w/PCB,PT100,carp,ion barrier,chem,t-Collar,C | 0 | 873.85 | 749.964 | 0 | Lab-Ovh
PH10-1N1B | Elec,Dolphin,PH,DOME BULB,W/GUARD,PT100,10FT CABLE,VP CONN | 0 | 296.22 | 177.94 | 0 | Lab-Ovh
PH10-1N4A | Elec,Dolphin,PH,DOME BULB,W/GUARD,PT1000S,10FT CABLE,PIN LUG | 0 | 259.64 | 128.004 | 0 | Lab-Ovh
PH10-3N3A | Elec,Dolphin,PH,FLAT BULB,PT100S,10FT CABLE,PIN LUGS | 0 | 255.07 | 127.575 | 137.235 | Lab-Ovh
871PH-6F3B | Elec,pH,CPVC,Flat Bulb,PT1k,316ss,Ceramic jct,PTfe,20ft Cabl | 0 | 473.27 | 245.073 | 0 | Lab-Ovh
PH12-3P12S-FA | Elec,pH,12MM,Flat Bulb,PEEK,120MM,PT1000,S Conn,FM/FMc,Aex | 0 | 747.14 | 627.975 | 435.069 | Lab-Ovh
FIT12-1NA040L | SENSOR HOLDER PROTECTION,W/GUARD,3/4"NPT,40MML,316SS | 0 | 635.37 | 608.849 | 609.812 | Lab-Ovh
PH10-3N2Q-E | Elec,Dolphin,PH,FLAT BULB,PT1000,VP CONN,EPDM O-RING | 0 | 343.96 | 143.781 | 122.794 | Lab-Ovh
00071194-117 | Sub,Cut,Barium, 11.94mm (.470") x 117mm (4.606") Length | 0 | 0 | 0.06 | 0
PH10-1P3Q | Elec,Dolphin,PH,DOME BULB,W/PCB,PT100S,VP CONN | 0 | 368.32 | 151.444 | 215.73 | Lab-Ovh
PH12-1P11Q-ZZ | Elec,pH,12MM,Dome Bulb,PEEK 120MM,PT100,VP Conn,No Agency Ce | 0 | 474.3 | 421.362 | 219.026 | Lab-Ovh
PH12-3P11Q-ZZ | Elec,pH,12MM,Flat Bulb,PEEK 120MM,PT100,VP Conn,No Agency Ce | 0 | 474.3 | 421.362 | 219.521 | Lab-Ovh
PH10-1P1A-3 | Elec,Dolphin,PH,DOME BULB,W/PCB,PT100,30FT CABLE,PIN LUGS | 0 | 287.93 | 136.368 | 124.17 | Lab-Ovh
PH10-1P1A-2 | Elec,Dolphin,PH,DOME BULB,W/PCB,PT100,20FT CABLE,PIN LUGS | 0 | 283.29 | 135.69 | 123.493 | Lab-Ovh
871PH-6P1B-3 | Elec,pH,CPVC,Bulb,PT1k,TI,Ceramic jct,PTfe,Cable Length per | 0 | 511.67 | 254.055 | 0 | Lab-Ovh
ORP10-1N2A | Elec,Dolphin,ORP,PT,PT1000,10FT CABLE,PIN LUGS | 0 | 324.1 | 216.812 | 170.852 | Lab-Ovh
ORP10-1P2A | Elec,Dolphin,ORP,PT,W/PCB,PT1000,10FT CABLE,PIN LUGS | 0 | 345.48 | 214.615 | 0 | Lab-Ovh
PH10-1P1Q-E | Elec,Dolphin,PH,DOME BULB,W/PCB,PT100,VP CONN,EPDM O-RING | 0 | 369.12 | 157.971 | 0 | Lab-Ovh
871PH-3P1A | Elec,pH,Ryton,Bulb,PT100,TI,Ceramic jct,Ryton,20ft Cable,pin | 0 | 483.22 | 250.862 | 275.773 | Lab-Ovh
871PH-1G1B | Elec,pH,Ryton,Dome Bulb,PT100,TI,Ceramic jct,PTfe,20ftCable, | 0 | 490.78 | 251.605 | 0 | Lab-Ovh
871PH-3E1A | Elec,ORP,RYTON,GOLD,PT100,TI,CERAMIC JCT,RYTON,20FT CABLE,PI | 0 | 646.62 | 320.004 | 464.379 | Lab-Ovh
00071194-192 | Sub,Cut,Barium, 11.94mm (.470") x 192mm (7.559") Length | 0 | 0 | 0.098 | 0
00070083-033 | Sub,Cut,Barium, 8.3mm (.325") x 033mm (1.30") Length | 0 | 0 | 0.007 | 0
X0170DU | Foxboro Connectors for Cables | 0 | 0 | 0.01 | 0.01
PH10-3N1B-E | Elec,Dolphin,PH,FLAT BULB,PT100,10FT CABLE,VP CONN | 0 | 296.53 | 179.14 | 0 | Lab-Ovh
ORP10-1P2A-2 | Elec,Dolphin,ORP,PT,W/PCB,PT1000,20FT CABLE,PIN LUGS | 0 | 351.07 | 224.827 | 183.969 | Lab-Ovh
PH10-3P1A-E | Elec,Dolphin,PH,FLAT BULB,W/PCB,PT100,10FT CABLE,PIN LUGS,EP | 2 | 281.58 | 131.697 | 118.02 | Lab-Ovh
PH10-1P3A-E5 | Elec,Dolphin,PH,DOME BULB,W/PCB,PT1000,50FT CABLE,PIN LUGS,E | 0 | 300.17 | 206.019 | 0 | Lab-Ovh
ORP10-1N2A-E | Elec,Dolphin,ORP,PT,PT1000,10FT CABLE,PIN LUGS,EPDM O-RING | 0 | 324.11 | 217.654 | 176.913 | Lab-Ovh
PH10-1N1A-E | Elec,Dolphin,PH,DOME BULB,PT100,10FT CABLE,PIN LUGS,EPDM O-R | 0 | 255.87 | 128.357 | 110.729 | Lab-Ovh
871PH-3F1A-T | Elec,pH,Ryton,Flat Bulb,PT100,TI,Ceramic jct,Ryton,20ftCable | 0 | 510.43 | 259.84 | 248.052 | Lab-Ovh
PH10-1N2B-C | Elec,Dolphin,PH,DOME BULB,PT1000,10FT CABLE,VP CONN,CHEMRAZ | 0 | 353.98 | 239.267 | 225.444 | Lab-Ovh
X0166HX | Raw,Screw,6-32 X 3/16 SL PAN M/S S/S | 689 | 0 | 0.02 | 0.02
X0145PJ | Raw,O-Ring,Viton VW076-75, 2-138 477 | 118 | 0 | 2.9584 | 2.9584
X0145PQ | Raw,O-Ring,Viton VW076-75, 2-144 9005-75 | 74 | 0 | 2.78 | 2.78
X0177CU | Raw,O-Ring,ETHYLENE PROPYLENE | 44 | 0 | 1.45 | 1.45
X0201HA | Raw,O-Ring,EPDM,90A,48.90mmx51.14mm,Black | 387 | 0 | 2.15 | 2.15
X0201GZ | Raw,O-Ring,EPDM, 90A,44.12mmx49.36mm,black | 76 | 0 | 1.99 | 1.99
X0201NX | Raw,O-Ring,TFE-FILLED EPDM - SIZE: -017 | 217 | 0 | 3.365 | 3.365
2800023 | Raw,O-Ring, 5611-75, 2-010 | 0 | 0 | 0.88 | 0.88
2800-403 | Raw,O-Ring,EPDM,75A,21.95mmx25.51mm,Black | 725 | 0 | 0.9163 | 0.92
BS800EH | Raw,O-Ring, 2-018, EPDM E962-90 | 423 | 0 | 1.6056 | 1.61
X0145LW | Raw,O-Ring,Viton VW076-75 2-014 | 56 | 0 | 1.64 | 1.64
X0145LX | Raw,O-Ring,EPDM,75A,17.17mmx20.73mm,Brown | 21 | 0 | 7.37 | 7.37
X0142BW | Raw,Nut,Fin Hex, SS 5/16-18 | 390 | 0.32 | 0.29 | 0.2919
873CC-AIPFGZ | CONTACTING CT ANALYZER,120VAC,4-20MA,PLASTIC PANEL MOUNT,FM | 0 | 313.14 | 138.798 | 142.073 | Lab-Ovh
873CC-AIWFGZ-7 | CONTACTING CT ANALYZER,120VAC,4-20MA,METAL PANEL MOUNT,FM,SD | 0 | 271.64 | 103.993 | 103.81 | Lab-Ovh
873CC-BIWFGZ | CONTACTING CT ANALYZER,220VAC,4-20MA,METAL PANEL MOUNT,FM | 0 | 276.75 | 108.438 | 0 | Lab-Ovh
873PH-AIWCNZ-7 | PH ANALYZER,120VAC,4-20MA,METAL PANEL MOUNT,CSA,STORM DOOR | 0 | 284.58 | 125.005 | 0 | Lab-Ovh
875CR-D1F-A | CT/RESISTIVITY ANALYZER,24VDC,PANEL,FM,STORM DOOR | 0 | 362.57 | 127.175 | 129.246 | Lab-Ovh
875EC-A2C | ELECTRODELESS CT ANALYZER,120VAC,PIPE,CSA | 0 | 499.25 | 158.641 | 0 | Lab-Ovh
875EC-D1U | ELECTRODELESS CT ANALYZER,24VDC,UL | 0 | 476.42 | 130.729 | 130.469 | Lab-Ovh
875PH-A2F-A | PH/ORP/ISE ANALYZER,120VAC,PIPE,FM,STORM DOOR | 0 | 456.91 | 155.746 | 152.626 | Lab-Ovh
875PH-C2D-A | PH/ORP/ISE ANALYZER,240VAC,PIPE,IEC,STORM DOOR | 0 | 457.31 | 156.006 | 0 | Lab-Ovh
876CR-TYFA-7 | CT&RESISTIVITY INTELLIGENT TRANSMITTER | 0 | 253.01 | 104.457 | 131.472 | Lab-Ovh
876CR-TYFN-7 | CT&RESISTIVITY INTELLIGENT TRANSMITTER | 0 | 253.01 | 104.457 | 104.457 | Lab-Ovh
876CR-TYNA-7 | CT&RESISTIVITY INTELLIGENT TRANSMITTER | 0 | 251.71 | 102.26 | 95.196 | Lab-Ovh
876CR-TYZZ-7 | CT&RESISTIVITY INTELLIGENT TRANSMITTER | 0 | 250.71 | 101.316 | 101.316 | Lab-Ovh
875EC-A1U | ELECTRODELESS CT ANALYZER,120VAC,PANEL,UL | 0 | 474.8 | 128.92 | 128.776 | Lab-Ovh
368402,00000 | Elec,Mono,X-5,#8402B,12x120mm,S8 | 7 | 62.77 | 31.134 | 29.833 | PROX Lab
368404,10000 | Elec,pH,Mono,#8404-BU,12x120mm,Ag/AgCl Rod,SpearTip,S8 | 0 | 0 | 10.964 | 0
M02-004-080 | Sub,Cap for TNC & 8mm Tubing,Blk Delrin,5/8"x0.9"L,1/2-20TPI | 119 | 0 | 0.135 | 0.164
HR61-PC15P-30M | Elec,pH,Ryton,ASGV,Flat,DJ,PT100,Preamp,30M,Pad Print logo. | 0 | 397.8 | 107.979 | 197.194
HR61-PC17P-30M | Elec,pH,Ryton,ASGVII,DJ,PT1000,Preamp,30M,Pad Print logo. | 0 | 367.2 | 110.071 | 201.306
V-19DE-F6 | Elec,pH/ORP,DJ,X5F,plat,PT1000,T/L,Kynar,6-Pin Military Conn | 1 | 518.15 | 64.676 | 62.201 | Lab-Ovh
V-19DE-20H | Elec,pH/ORP,DJ,X5F,plat,PT1000,T/L,Kynar,20' Hanked | 0 | 509.65 | 56.873 | 37.565
V-19KDE-20H | Elec,pH/ORP,DJ,X5F,plat,PT1000,T/L,Kynar,Simriz,20' Hanked | 0 | 606.05 | 104.58 | 0
SI1R11A5-088 | Sub,stem,pH,ASG V,Flat,0.325"ODx3.45"L#HR61Z-P2-11 | 2 | 0 | 0.93 | 0.002 | Lab-Ovh
368430,00000 | Elec,Platinum,Mono,12x120mm,#8430B | 0 | 82.32 | 47.03 | 41.174 | PROX Lab
PAP-60-10BA | Acce,Patch,AP,10mmODx1.5mmT,blk BA Overcoat | 0 | 37.5 | 3.15 | 6.611 | Lab-Ovh
CCDBTT5010CSC | Elec,COND, K=0.1, 8550, 50ft cable, 1" NPT, SS Tag,CAL CERT | 0 | 355 | 139.385 | 172.204 | Lab-Ovh
27502-95 | Solu,Kit,Surfactant,Incd:ISA,Ref,Standard,Syringe,#SUR00 | 0 | 37.55 | 3.429 | 3.429
6739625-010B | Elec,SJ,12.5x90mm,Sealed Reference | 0 | 0 | 5.4 | 5.4
368433,00000 | Elec,Plat,SJ,#8433B,12x120mm,Refillable,Wick | 0 | 0 | 15.75 | 15.75
AMPS-ORP2 | ELEC,Module,ORP,mono,grey PVC, Gold disc(3mmOD),Pin | 1 | 0 | 28.689 | 25.04 | Lab-Ovh
5725-40 | Acce,Elecrode Holder,#3921060P,Submerse,CPVC,2 Piece Gland | 0 | 54 | 36.003 | 6.4
19500-58 | Elec,Cond,K=1.0,#1921323-31-010T,Flow Thru,CPVC | 5 | 117.19 | 63.427 | 29.641 | PROX Lab
27301-21 | Elec,pH,X-BD,DJ,#1923737-010BGV12,PT100,3/4"MNPT,CPVC | 3 | 86.12 | 39.109 | 41.31 | PROX Lab
27502-43 | Elec,Sodium,DJ,#NA71502-003B,Refillable | 3 | 118.58 | 27.093 | 27.093 | PROX Lab
27504-30 | Elec,Sodium,#NA71508-003B,12x110mm,Refillable | 7 | 74.33 | 30.973 | 30.973 | PROX Lab
X0166HV | Raw,Screw,6-32 X 1/4 PH PAN M/S S/S | 4040 | 0 | 0.23 | 0.23
474003-0002 | Sub,Shielding,Brass,Tube3/8"ODx0,625"L,RH5YC-05-01 | 30 | 0 | 13.209 | 0
ID43-0001 | Elec,ISE,Epoxy BK Solid,Solid State,DJ#ID43L-S00-D0X-X003BX | 0 | 0 | 22.69 | 0
44121209 | PNS,Box, Shipping 12''x 12''x 9'' corrugated single wall | 0 | 0.81 | 0.79 | 0.79
01353-S-20 | CABLE ASSY 871C,20FT | 0 | 0 | 39.983 | 39.426 | Lab-Ovh
01353-S-40 | CABLE ASSY 871C,40FT | 0 | 0 | 76.391 | 0
871CC-M2-3-20 | Elec,871CC-M2-3,20FT | 0 | 673.06 | 473.368 | 466.789 | Lab-Ovh
871CC-M2-3-40 | 871CC-M2-3,40FT | 0 | 710.13 | 513.384 | 0 | Lab-Ovh
BS810PA-M | Sub,Rework Lower Housing Kynar 370 Black,Foxboro Dwg BS810PA | 61 | 0 | 5.189 | 4.48 | Lab-Ovh
BS810NM-M | Sub,Reworked Lower Housing (Flat Elect)#,Foxboro Dwg BS810NM | 36 | 0 | 6.456 | 5.642 | Lab-Ovh
BS811HX-M | Sub,Reworked Lower Housing (ORP)#,Foxboro Dwg BS811HX | 0 | 0 | 7.679 | 0 | Lab-Ovh
BS810TB-M | Elec,PH10 LH GUARDED(R),BULB,PT100,SOL-GND,VT ORING (BS810TB | 0 | 0 | 54.101 | 0
BS810UH-M | Elec,PH10 LH GUARDED(R),BULB,PT100,SOL-GND,EPDM ORING (BS810 | 0 | 0 | 55.464 | 0
S0106ML | PNS, Raw,Sealant, Henkel Loctite 222ms threadlocker 10ml | 5 | 0 | 14.15 | 14.15
BS806CB | INSLTR ASSY 10 | 0 | 0 | 48.281 | 72.041
1345019 | INSERTION SHAFT ASSY 11 "L" | 25 | 0 | 171.48 | 171.48
2800003 | Raw,swbt-10bt, cell | 97 | 0 | 2.4125 | 2.4125
2800053 | TERM. RING MOLEX#19056-0008 | 19 | 0 | 0.11 | 0.11
2800080 | Raw,Washer,Lock, #4 EXTERNAL TOOTH L/W SS | 395 | 0 | 0.02 | 0.02
2805-068 | CELL SEAL,316,Foxboro Dwg 2805068 | 74 | 0 | 6.051 | 5.745 | Lab-Ovh
6000601 | WIRE 22AWG GRN TFE 65 | 71.063 | 0 | 0.01 | 0.01
01353-S | CABLE ASSY 871C | 0 | 0 | 65.64 | 0
BS800EN | Raw,O-Ring,2-016 #5611-85 477,Black Aflas | 11 | 0 | 0.74 | 0.74
BS800EQ | Raw,O-Ring, 117 EPDM 90A BLK | 35 | 0 | 1.6626 | 1.6626
BS800ER | Raw,O-Ring,EPDM,90A,9.25mmx12.81mm,Black | 111 | 0 | 1.106 | 1.106
BS807NV | ELECT ASSY 0.1 | 0 | 0 | 63.381 | 0
10111WT | TEST INSTRUCTION, 876 | 0 | 0 | 0.01 | 0
10125ZB | 876 ASSEMBLY/ILLUSTRATION | 0 | 0 | 0 | 0
4S201DZ | FINAL ASSY DOC | 0 | 0 | 0 | 0
4S201EQ | Mechanical Agcy Dwg 876PH,EC,CR PH-S | 0 | 0 | 0 | 0
20BAABL | M876EC FIRMWARE | 0 | 0 | 0 | 0
X0179LX | Raw,Grommet,Silicone 9600K17 | 195 | 0 | 0.04 | 0.04
20BAABM | FLASH_MEM_V | 0 | 0 | 0 | 0
20BAABR | FLASH_MEM_V | 0 | 0 | 0 | 0
4S201EL | 876EC STYLE A | 0 | 0 | 0 | 0
X0174EH | Raw,Spacer i/4" hex ss threaded 6-32 thru | 2000 | 0 | 0.26 | 0.26
X0174EW | Raw,Screw,Captive Panel, 10-32 x .75, Sn | 3151 | 0 | 0.82 | 0.82
X0201QD | Raw,Standoff, m-f 6-32 sn-plated SS | 2949 | 0 | 0.7204 | 0.815
BS810XP | FLANGE ASSEMBLY | 0 | 0 | 333.586 | 213.13
BS810LB | Raw,Split Ring PVDF | 53 | 0 | 15.3 | 15.3
X0145MC | Raw,O-Ring,THIN | 104 | 0 | 1.46 | 1.46
BS810EV | RING, BACKUP | 11 | 0 | 23 | 23
BS810LG | Raw,Bushing,Lockscrew | 24 | 0 | 69 | 69
MI611-204 | Doc,Instruction,Universal Bushing | 0 | 0 | 0.09 | 0
BS810LH | BUSHING VAR INSERTION DEPTH | 18 | 0 | 55 | 55
X0177CP | Raw,O-Ring,EPDM,75A,26.70mmx30.26mm,Black | 87 | 0 | 1.08 | 1.08
BS814MH | PATCH CORD, SMART SENSOR | 0 | 0 | 152.162 | 152.162
4S201AQ | M875 BOOT BLOCK 7 | 0 | 0 | 0 | 0
A2004EC | Raw,Screw, | 8166 | 0 | 0.14 | 0.14
X0201BM | Raw,O-Ring,VITON VW076-75,#2-106 .0174 ID | 37 | 0 | 1.35 | 1.35
X0201GQ | Raw,O-Ring,PARKER 2-008-E962-90 | 377 | 0 | 0.85 | 0.85
XP002KP | Raw,Wire,22AWG,RED, 65 | 168.021 | 0 | 0.01 | 0.01
2800006 | Raw,Nut,Lock | 171 | 103.92 | 29.69 | 29.69
1345020 | INSERT, 316SS 173, 2805 | 35 | 0 | 0.694 | 22.47
1345029 | HOUSING, FLOW CH. 316SS | 0 | 0 | 22.581 | 49.71
XP003AU | ROD,15/16" 316SS | 18 | 0 | 12.75 | 12.75
BS814NN | Smart Cable Strain Relief 3/4-in NPT | 1 | 0 | 40.965 | 234.22
1340054 | TEE,PVC GRAY,1 IPS SCH40 99 | 1 | 0 | 1.95 | 1.95
1345025 | INSERT, FLOW CHAMBER PVC | 31 | 0 | 2.385 | 11.3
1345034 | HOUSING, FLOW CH. PVC | 10 | 0 | 265 | 265 | Lab-Ovh
1345055 | BUSHING, PVC, 1.25 NPT | 0 | 0 | 17.58 | 42.19 | Lab-Ovh
BS809WS | LABEL, BEZEL REV A | 45 | 0 | 2.9 | 2.9
BS809XG | Acce,Kit, Pipe Mounting for 875 | 2 | 0 | 5.146 | 5.146
BS810AT | 875 Field Mounted Enclosure | 176 | 0 | 0 | 0
BS810AU | 875 Mach Bezel | 303 | 0 | 0 | 0
BS810AV | 875 Cover | 153 | 0 | 0 | 0
BS810MV | LABEL,DATA | 0 | 0 | 0.26 | 0.26
BS810SM | LABEL, INFO | 0 | 0 | 0.26 | 0
BS810YS | LABEL,AGENCY | 0 | 0 | 0.26 | 0.26
BS811LU | FPWB HART COMM INTERFACE | 0 | 0 | 0.744 | 0
BS811MQ | PWA PH SENS 875PH | 20 | 0 | 0 | 0
L0400BH | LABEL, CAUTION (B4015PC Black Label) | 0 | 0 | 0.024 | 0
MI611-227 | Doc,Instruction Manual, HART CONFIGURATOR | 0 | 0 | 0.01 | 0
871FT3C3D3R310M | ELEC,FT CT,871FT-3C3D3R-3,10M CABLE LENGTH | 0 | 2720.12 | 2782.058 | 2232.654 | Lab-Ovh
6000-130/M-M30 | Acce,Cable,30M Extension Wire Cable For 870PH,871EC | 0 | 284.99 | 196.766 | 0 | Lab-Ovh
7791A1A1-IX | Raw ,pH,DJ,ASG#9,12x090mm Length,Short Junction | 0 | 0 | 3.7701 | 2.1857
DOM-L001 | Optical Dissolved Oxygen Meter+probe,DOL2,12mmOD,3FT cae | 1 | 940 | 192.308 | 192.308 | Lab-Ovh
DOM-G001 | Optical Dissolved Oxygen Meter+probe,DOGB,3/4"NPT,15FT | 0 | 1140 | 246.857 | 0 | Lab-Ovh
DOM-L001-KIT | ODOMeter+probe,DOL2,12mmOD,3FT,w/case | 0 | 1000 | 192.473 | 200.205 | Lab-Ovh
DOM-G001-KIT | ODO Meter+probe,DOGB,3/4"NPT,15FT cable,w/case | 0 | 1236 | 247.022 | 239.245 | Lab-Ovh
DOL2-DOM1 | ELEC,ODO,2M,RS485,AP patch | 0 | 750 | 122.387 | 118.66 | Lab-Ovh
DOGB-DOM1 | ELEC,ODO Gen2, 20FT,RS485,AP patch | 4 | 980 | 149.402 | 219.469 | Lab-Ovh
A-3515E-3BT3 | Elec,pH,X5,TB557,SPR,PT1000,Kynar/Viton,SolGrnd,TeflonTuff T | 0 | 550.75 | 59.878 | 0 | Lab-Ovh
44002055 | Raw,Box,20"L x5"W x5"H for C35 Electrodes | 23 | 1.08 | 1.18 | 1.18
16000003 | MRO,Prod,Tool,Paint Stamp,Spatula 250, 25.25.33 | 0 | 128 | 128 | 128
RHIO-AU01-V2 | Elec,MULTI,pH,ORP(GD),TC,ABS,#V2 version | 0 | 49.39 | 33.5 | 33.5
5994-27 | Elec,pH,DJ,XVBD,Peco#5773777-010BGV12,W/PT100,12x80mm | 4 | 72.84 | 30.385 | 30.385 | Lab-Ovh
CTC1-DUMMY | Acce,dummy CTC1,NO CAP,NO CONN,#APAC made | 0 | 2.27 | 1.5714 | 1.5667
13-620-525 | Elec,Bromide,DJ,12x110mm,Glass,Refill,BNC | 3 | 240.84 | 26.1 | 9.639 | PROX Lab
5658-05 | Elec,pH,X-BD,SJ,#5673506GW-S7,8x55mm,Refill,Guard | 1 | 0 | 0.671 | 0.2
5990-15 | Elec,pH,X-5,Mono,#5772301-003B,12x110mm | 0 | 51.95 | 26.482 | 25.112 | PROX Lab
5992-04 | Elec,pH,GXBF,#5733534-010B,12x110mm,Tuff Tip,Black Epoxy | 3 | 50.51 | 29.653 | 26.348 | PROX Lab
5992-47 | Reference Fill,3.8M KCl &Ag/AgCl,#R001011-250,2x125ml Bottle | 0 | 25.64 | 14.882 | 14.882 | Lab-Ovh
5993-70 | Elec,pH,X-BD,SJ,PT100,#1963527-010BGV12,1/2"NPT In-Line | 0 | 61.77 | 27.147 | 35.003 | Lab-Ovh
27003-20 | Elec,pH,GX-BF,#1962757-10B,3/4" Black Ryton | 2 | 68.66 | 30.174 | 30.174 | PROX Lab
OSP-POLI-01 | OSP Processing Polishing | 0 | 0 | 250 | 250
35811-72 | Elec,pH,DJ,X5,Sealed,#5732728A1-3BG2.5,12x115mm,30K | 185 | 48.37 | 20.781 | 20.781 | Lab-Ovh
13-620-195 | Elec,pH,FS5,DJ,#RS5775701W-003B,12x106mm,PBR | 2 | 121.27 | 33.464 | 14.491 | PROX Lab
PAP-30-8BA | Acce,Patch,AP,8mmODx0.76mm(0.03")T,blk BA Overcoat | 1 | 0 | 7.593 | 0 | Lab-Ovh
871PH-2D1A-3 | Elec,ORP,CPVC,PT,W/PCB,TI,CERAMIC JCT,RYTON,CABLE PERSO | 0 | 0 | 321.167 | 0
871PH-2D1A-3-40 | Elec,871PH-2D1A-3, 40FT CABLE LENGTH | 3 | 551.38 | 367.684 | 336.762 | Lab-Ovh
XD57335251 | Elec,pH,X5,SJ,#5732525-003B,12x92mm,w/1.4" Cap | 0 | 0 | 7.561 | 2.65
871CC-A2-3-30 | Elec,871CC-A2-3, 30FT CABLE LENGTH | 0 | 448.49 | 248.555 | 184.753 | Lab-Ovh
871EC-SP7-4 | Elec,CT,Small Bore PEEK,100K,316SS,ST FLANGE,NO LUG | 0 | 488.64 | 320.507 | 320.507 | Lab-Ovh
2773593-DLGSP | Elec,pH,X-2,SJ,12x110mm,Sealed Reference | 0 | 0 | 2.9 | 0.05
PAP-8-8-BA | Acce,Patch,AP,8mmODx0.20mm,PTFE,Blk BA Overcoat | 501 | 97.85 | 7.573 | 7.573 | Lab-Ovh
5994-25 | Elec,Gold,SJ,#5778678-010B,12x80mm | 1 | 111.67 | 97.763 | 97.763 | Lab-Ovh
5997-10 | Elec,pH,SJ,XVBD,Wick,Refil,#567B506GW-3B,8x55mm,Guard | 5 | 45.36 | 23.959 | 22.502 | PROX Lab
19500-56 | Elec,Cond,K=1.0,#5771302-31-010T,12x110mm,Glass | 0 | 134.77 | 57.105 | 36.468 | Lab-Ovh
27301-19 | Elec,PT Wire,DJ,#1929837-010B,3/4"MNPT CPVC | 0 | 92.66 | 34.702 | 33.401 | PROX Lab
27502-93 | Solu,Kit,Sodium,Peco #NA0002K,Incd:Ref,ISA,Standard | 0 | 37.03 | 3.429 | 3.429
29041-52 | Elec,pH,X-BD,DJ,#SA73792-250-DL,Sealed,Autoclavable | 0 | 136.39 | 40.777 | 34.98 | PROX Lab
CCDDCT2034S00 | Elec,Cond,K=10,Graphite,3/4"NPT,8550,20ft Cable, Hanks | 0 | 277 | 108.216 | 148.404
35805-26 | Elec,pH,X-BD,DJ,#577B711-003B,12mm Sleeve,Refill | 2 | 91.9 | 25.564 | 18.627
MK7H-18RK-F | Holder,MK7-H HAST-C,18",15"insert,NO fluse port&BV,K,FLANGE | 0 | 0 | 2171.908 | 0
13-620-122 | Elec,Silver,Mono,12x106mm, Glass,42" w/Pin | 0 | 63.66 | 40.784 | 29.184 | Lab-Ovh
MK7H-18RK-F01 | MK7H-18RK,1" 150lb. Raised face Flange | 0 | 9388.7 | 2971.118 | 0 | Lab-Ovh
99039542 | Raw,RC68-D001 cable assy, 4C(red,black,orange,green),20FT,Ts | 3 | 0 | 10.1043 | 6.8713
13-620-31C | Elec,pH,FS5,SJ,12x106mm,Epoxy,Refill,BNC/RCA,30K | 7 | 46.45 | 27.985 | 27.985 | Lab-Ovh
871FT4H4B3T3CV | ELEC,FT CT,IND-LOW,3",CARP,PVDF,ANSI150,PT100,CABLE SO,CAL | 0 | 4860.4 | 6339.689 | 0 | Lab-Ovh
59002-72 | Elec,pH,GX5,SJ,#5733528A21-002BG,12x115mm,Phillip TC | 1 | 40.96 | 23.014 | 23.014 | PROX Lab
871FT4H4B3TCV50 | ELEC,FT CT,871FT-4H4B3T-3CV,50FT CABLE LENGTH | 0 | 7606.77 | 6285.72 | 0 | Lab-Ovh
M35-025-001 | Sub,Front&Back Plates,Alum6063,Enclosure Box,DOPO2F00A-2003 | 0 | 0 | 70.934 | 0 | Lab-Ovh
Y-41DE-20MF6 | Elec,pH,X5,DJ,PT1000,3/4"MPT Kynar ,LTJ,(SOL-G),Tuff-Tip | 0 | 550 | 99.186 | 0 | Lab-Ovh
413006-060 | Sub,Cut,LD GL tube,3.15mm(0.124")OD x 60mm(2.36")L | 0 | 0 | 0 | 0
SI1L1V1B7-128 | Sub,stem,pH,ASG VII,Dome,0.235"x5.05"L#RH54A-32-01 | 0 | 0 | 0.808 | 0 | Lab-Ovh
M26-007-001 | Sub,Junction,Blk ABS,0.53"ODx0.332"L,3 Holes#RH54A-34-01 | 0 | 0 | 4.203 | 0 | Lab-Ovh
5658-35 | Elec,pH,XVBD,SJ 5673507W-280-S7 refill , Wick | 33 | 67.62 | 29.629 | 10.081 | PROX Lab
5659-12 | Acce,Cable,RG174 L/N ,peco# 9001041-003B, SN6 to BNC | 2 | 23.63 | 5.427 | 5.427
Y-41RE-20H | Elec,pH,X5,DJ,PT1000,3/4"MPT Kynar ,LCJ,(SOL-G),Tuff-Tip | 0 | 514.35 | 75.269 | 0 | Lab-Ovh
00191015 | Raw,Nipple,SS316,1"NPT Ends, 2"Long,Sch 40 | 9 | 0 | 4.55 | 4.55
5990-40 | Elec,pH,SJ,XVBD,Wick,Refill,8X220reduced tip,#5673507-220-3B | 3 | 64.04 | 28.517 | 25.368 | PROX Lab
5991-81 | Elec,pH,BD,SJ,#5673504-103-3B,9.5x103mm,Wick,Refill | 3 | 36.04 | 23.82 | 23.82 | PROX Lab
00191016 | Raw,Nipple,Hast-C,1"NPT Ends, 2"Long,Sch 40 | 0 | 0 | 50 | 0
5994-80 | Acce,Cable,Extension Cable,For Elec w/PT100,peco#99001070-01 | 0 | 0 | 11.847 | 5.784
27009-10 | Elec,pH,BD,DJ,#2773700-010B,Spinning cap | 0 | 78.27 | 44.121 | 15.976 | PROX Lab
27009-31 | Elec,Platinum,DJ,#279800-010B,12x110mm,Spinning Cap | 0 | 113.98 | 57.205 | 58.496 | Lab-Ovh
699-06320 | Elec,Polarographic,#O223IP25-010TV25,10K (Pasco) | 0 | 0 | 32 | 32
699-06478 | Elec,Nitrate,DJ,#NO31508-003B,12x110mm,Refill | 0 | 0 | 16.661 | 28.076
99031819 | Raw,Cable,18ga Orange wire Teflon jacket | 34.675 | 0 | 0.445 | 0.445
13-620-156 | Elec,Cond,K=0.1,Plat Foil,12x90mm,Glass Body | 6 | 0 | 105.153 | 105.153 | Lab-Ovh
13-620-160 | Elec,Cond,K=1.0,Platinum,12x90mm Epoxy,,42"D | 6 | 130.51 | 62.127 | 62.127 | Lab-Ovh
15400001 | Raw, 8-32 (.164-32) Self-clinching Nut | 10 | 0 | 4.75 | 4.75
15120001 | Raw, Aluminum sheet, 6061-T6, 0.125”thick | 288 | 0 | 0.118 | 0.12
00190105 | Raw,FITOK 6D Tube Fitting,316SS,Male Connector, 1"ODx3/4NPT | 1 | 0 | 44.45 | 48.39
13-620-114 | Elec,pH,FS5,DJ,Accfst,12X106mm Epxy,10K,Refl,42"BNC&2.5pho | 0 | 74.55 | 28.646 | 28.646 | PROX Lab
13-620-536 | Elec,Calcium,DJ,#CAL1508S-X40B,12x110mm,Epoxy,Refill | 0 | 0 | 19.259 | 5.076
15190002 | Raw,Cup-Point Set Screw, 8-32 Thread, 7/16" Long,SS18-8 | 100 | 0 | 0.0667 | 0.0667
15190003 | Raw,Socket Head Screw, 10-24 Thread Size, 1/2" L,316ss | 25 | 0 | 0.2636 | 0.2636
9001071-020B | Acce,Cable,Detachable Lead,RG174,DL to BNC,Low Noise Coax | 0 | 41.87 | 15.44 | 3.91
13-620-165 | Elec,Cond,K=1.0,4 Plat,12x100mm Epoxy,10K,8 Pin Din | 9 | 0 | 118.945 | 118.945 | Lab-Ovh
F001508-003B | Elec,Fluoride,DJ,12x110mm,Refill,Epoxy Body | 7 | 361.8 | 49.489 | 38.275 | PROX Lab
5733534-029B | Elec,pH,X2F,12x110mm,Tuff Tip,Sealed Ref,Black Epoxy | 0 | 0 | 14.581 | 5.589
A-3515E-20H | Elec,pH,X5,TB557,SPR,PT1000,Kynar/Viton,SolGrnd,TeflonTuffTi | 0 | 606.14 | 79.028 | 68.343 | Lab-Ovh
CERT-REPRINT | SERVICE CHARGE FOR REPRINTING SE CERT | 0 | 25 | 6.25 | 0
OSP-MACH-04 | Machining for BS806DC | 0 | 0 | 14.66 | 14.66
22180007 | Raw,O-ring, Simriz SZ485,-206 | 94 | 0 | 14.11 | 14.11
27018-20 | Elec,pH,XVBD,#H721PB0003T10AB,3/4" Ryton,Plat(Sol)Teflon | 0 | 109.32 | 55.437 | 55.437 | PROX Lab
M09-005-018 | Sub,Insert,PEEK, K=0.01,Titanium/SS Tube For C527/C621 | 114 | 0 | 5.338 | 5.338 | Lab-Ovh
27503-01 | Solu,Ammonia Standard,1000 ppm,Peco #NH3AS02 | 20 | 0 | 2.162 | 1.503
27506-24 | Elec,Cyanide,#CN01522-003B,Refill,Replacement Membrane | 1 | 0 | 37.916 | 4.155
13-620-95 | Elec,pH,FS5,SJ,3x150mm,Calomel,Refill,BNC | 0 | 0 | 13.933 | 5.183
35805-23 | Elec,pH,XVBD,SJ,#398B506X-10B,6"ABS,(NoLogo),5mm Cable | 1 | 62.12 | 24.023 | 24.023 | PROX Lab
22320707 | Raw,Strain Relief Black Color .200 +/-.002" ID for 5mm cable | 3149 | 0.88 | 0.44 | 0.44
11110038 | Raw,Barstock,Titanium 3/8"OD, Grade 2 Ra 63 | 30 | 0 | 73.67 | 73.67
875PH-A1Z-A | PH/ORP/ISE ANALYZER,120VAC,PANEL,NO CERT,STORM DOOR | 0 | 452.85 | 141.302 | 448.305 | Lab-Ovh
44120904 | PNS,Box, Shipping 12''x 9''x 4'' corrugated single wall | 0 | 0 | 0.5 | 0.5
44120909 | PNS,Box, Shipping 12''x 9''x 9'' corrugated single wall | 0 | 0 | 0.67 | 0.67
871PH-1A1D-5 | ELEC,PH,RYTON,BULB,PT100,TI,ION BARRIER,PVDF,CBL PERSO | 0 | 0 | 283.436 | 0
13-620-298 | Elec,pH,FS5,DJ,12x140mm Epoxy no guard,Refill,BNC | 6 | 55.28 | 29.068 | 29.068 | PROX Lab
E16.73202 | Elec,pH,X-5KT,SJ,#PHC2441-8,12x103mm,Refillable | 2 | 57.23 | 24.298 | 5.088 | PROX Lab
44121212 | PNS,Box, Shipping 12''x 12''x 12'' corrugated single wall | 0 | 0 | 0.98 | 0.98
44241212 | PNS,Box, Shipping 24x''12x''12 '' Corrugated Single Wall | 0 | 0 | 1.31 | 1.31
871PH-1A1D-5-60 | ELEC,871PH-1A1D-5,60FT CABLE LENGTH | 0 | 610.86 | 361.245 | 377.048 | Lab-Ovh
875EC-C1U-A | ELECTRODELESS CT ANALYZER,240VAC,PANEL,UL,STORM DOOR | 0 | 478.97 | 135.736 | 750.089 | Lab-Ovh
33380050 | Ceramic Rod,.045"OD+/-.003" x 6"L,Steatite material | 2998 | 0 | 0.41 | 0.41
Y-41RE-30H | Elec,pH,X5,DJ,PT1000,3/4"MPT Kynar ,LCJ,(SOL-G),Tuff-Tip | 0 | 519.35 | 79.592 | 0 | Lab-Ovh
ZBF0015010 | Elec,Fluoride,Mono,12+/-.5,110+/-5,Gray Epoxy,#F001501-X18Z | 5 | 166.85 | 41.693 | 49.779 | PROX Lab
Y-410E-30H | Elec,pH,X5,DJ,PT1000,3/4"MPT Kynar w/Grd,LTJ,SPR,(SOL-G) | 0 | 524.35 | 78.342 | 0 | Lab-Ovh
Y-410E-40H | Elec,pH,X5,DJ,PT1000,3/4"MPT Kynar w/Grd,LTJ,SPR,(SOL-G) | 0 | 534.35 | 53.991 | 0 | Lab-Ovh
Y-410B-20H | Elec,pH,X5,DJ,PT100,3/4"MPT Kynar w/Guard,LTJ,(SOL-G) | 0 | 514.35 | 74.431 | 0 | Lab-Ovh
Y-410B-30H | Elec,pH,X5,DJ,PT100,3/4"MPT Kynar w/Guard,LTJ,(SOL-G) | 1 | 550.51 | 78.286 | 72.664 | Lab-Ovh
5473901-003B | Elec,pH,GX5,SJ,4x130mm,Reduced Tip,Refillable | 0 | 200.02 | 23.395 | 2.708 | PROX Lab
Y-410B-40H | Elec,pH,X5,DJ,PT100,3/4"MPT Kynar w/Guard,LTJ,(SOL-G) | 0 | 534.35 | 53.935 | 0 | Lab-Ovh
A53.01065 | Cable Sub Assembly,56" White LowNoise,w/Type 7 Connector | 0 | 12.84 | 40.981 | 7.697 | Lab-Ovh
Y-41CE-20H | Elec,pH,X5,DJ,PT1000,3/4"MPT Kynar w/Guard,LCJ,(SOL-G) | 0 | 514.35 | 68.692 | 0 | Lab-Ovh
Y-41CE-30H | Elec,pH,X5,DJ,PT1000,3/4"MPT Kynar w/Guard,LCJ,(SOL-G) | 0 | 519.35 | 72.549 | 0 | Lab-Ovh
Y-41CE-F6 | Elec,pH,X5,DJ,PT1000,3/4"MPT Kynar w/Guard,LCJ,(SOL-G) | 0 | 471.74 | 61.704 | 0 | Lab-Ovh
Y-41CB-F6 | Elec,pH,X5,DJ,PT100,3/4"MPT Kynar w/Guard,LCJ,(SOL-G) | 0 | 471.74 | 61.648 | 0 | Lab-Ovh
S-KT12Q-02 | Sub,ISE,Body/CAP,Clr Epoxy,Fastfill/MBNC,PASCO#KT12Q-P6-08 | 22 | 0 | 14.6 | 14.6
5995-22 | Elec,Plat,DJ,#1969834-010B,1/2"MNPT Black Kynar | 0 | 91.06 | 38.091 | 39.269 | PROX Lab
330063-0001 | Sub,Cap,Refill,1.38"L,cut top for BNC,ABS BLK,CA12Q-P4-07-R | 3 | 0 | 0.428 | 0.292
M38-003-011 | Sub,Flange, 316 S.S., Welded w/Fitting,MK7Z Style | 0 | 0 | 0 | 0
M38-003-011-F01 | Sub,Flange, 316 S.S., Welded w/Fitting,1" #150,RF | 0 | 0 | 334.61 | 0
M38-003-011-F02 | Sub,Flange, 316 S.S., Welded w/Fitting,1" #300,RF | 0 | 0 | 351.926 | 0
13-620-92 | Elec,pH,FS5,SJ,6x100mm Glass body,refill,US Standard | 0 | 0 | 31.273 | 9.569
05291051 | Raw,Chem,Chloroplatinic Acid Hexa Hydrate, 99.9% | 60 | 0 | 76 | 76
05290500 | Raw,Chem,Ammonium Sulfate ACS Reagent | 0 | 0 | 0.03 | 0.03
33370472 | Raw,Cap,Molded Nylon Cap Black .472" | 1571 | 0 | 0.35 | 0.35
A-3001-6H | Elec,pH,TB557,XVD,SPR,3Kohm,Kynar/Simriz | 0 | 0 | 103.204 | 49.518
M38-003-011-F03 | Sub,Flange, 316 S.S., Welded w/Fitting,1.5" #150,RF | 0 | 0 | 379.898 | 0
M38-003-011-F04 | Sub,Flange, 316 S.S., Welded w/Fitting,1.5" #300,RF | 0 | 0 | 418.859 | 0
27007-32 | Acce,Cable,Amplifier built-in,VLPC#99001078EB-50BT,For T/C | 0 | 0 | 61.79 | 0
873RS-JIPFGZ-7 | RESISTIVITY ANALYZER,100VAC,4-20MA,PLASTIC PANEL MOUNT,FM,ST | 0 | 350.71 | 172.107 | 184.514 | Lab-Ovh
27004-24 | Temp,TC.,#1052702-10HV10,1/4"MNPT SS,PT1K | 0 | 55.23 | 23.91 | 4.908 | PROX Lab
873CC-JIPFGZ-7 | CONTACTING CT ANALYZER,100VAC,4-20MA,PLASTIC PANEL MOUNT,FMT | 1 | 329.92 | 154.554 | 154.554 | Lab-Ovh
875CR-A4U-N | CT/RE ANALYZER,120VAC,PIPE,REINFORCED,UL,RUGGED,4-20mA | 0 | 842.24 | 670.262 | 1431.526 | Lab-Ovh
873CC-BIXFGZ-7 | CONTACTING CT ANALYZER,220VAC,4-20MA,METAL SURFACE MOUNT,FMR | 0 | 409.28 | 223.769 | 0 | Lab-Ovh
871PH-1P1A-3-6M | Elec,871PH-1P1A-3,6M Cable length | 0 | 489.85 | 253.823 | 242.585 | Lab-Ovh
C621H-3-1-2 | Elec,Conductivity,K=0.1,316 SS,NEMA,PT100,Peek Insert,3/4"MN | 1 | 456.54 | 231.919 | 134.621 | PROX Lab
V-400B-10BH | Elec,pH,X-VD,DJ,3/4"MNPT Black Kynar w/Guard,Annular | 3 | 414.43 | 46.998 | 18.514 | PROX Lab
14053140 | PNS,Silicone, Dow Corning RTV 3140 Size 310 ML | 3 | 0 | 58.36 | 58.36
875PH-A3U-AC | PH/ORP/ISE ANALYZER,120VAC,SURFACE,UL,STORM DOOR,HART | 0 | 453.6 | 151.633 | 614.127 | Lab-Ovh
V-4309-12Q | Elec,pH,X-VD,DJ,TC8525ohm,3/4"MNPT Kynar w/Guard,LowTemp | 2 | 348.12 | 49.098 | 49.098 | PROX Lab
875PH-B2U-AC | PH/ORP/ISE ANALYZER,220VAC,PIPE,UL,STORM DOOR,HART | 0 | 458.32 | 157.345 | 598.482 | Lab-Ovh
DOPO2-FIBER | Electro-Optical Module,DO,4/20mA,USB,Analog Out., RS485&BT | 1 | 1308 | 550.266 | 548.837 | Lab-Ovh
1606601 | Holder,MVI-B,3/4"FNPT kynar,3 pcs,for 12x110mm electrode | 0 | 529.47 | 25.105 | 25.424
EP307B1P1M2P1 | ELECTRODELESS CT | 0 | 362.64 | 250.505 | 235.918 | Lab-Ovh
EP307B1P1M2S1 | ELECTRODELESS CT | 0 | 366.76 | 254.079 | 257.509 | Lab-Ovh
PHCR-30-516BMS | Acce,Patch,HCR,5/16"ODx0.03"H,blK Silicone Overcoat | 10 | 0 | 475.517 | 21.566 | Lab-Ovh
XD5733739G | Elec,pH,X-2,DJ,#5733739-dl,KNO3 Refill | 0 | 0 | 15 | 15
BS813FZ | PH 12 CPVC FLANGE/HOLDER (UNGUARDED) | 1 | 0 | 73.555 | 70.647 | Lab-Ovh
SI1L11A5-106 | Sub,stem,pH,ASG V,Flat,0.235"x4.15"L#H035N-F2-21 | 10 | 0 | 0 | 0
BS813GG | PH12 150 CPVC/FLANGE ADAPTER | 0 | 0 | 53.714 | 107.392 | Lab-Ovh
BS814NM | Smart Cable Strain Relief 3/4-in NPSM | 0 | 0 | 43.74 | 0
332061 | Solu, Reference Fill, KCl+AgCl+AgNO3 | 0 | 0 | 0 | 0
1ST3200.01D | Raw, CUST, PC Board,Assembled,Digital Multi Parameter | 0 | 0 | 100 | 100
SMIT-IM01 | ELEC,Sonde,2.35"ODx14"L,PVC,4P,PH/MG/CA/CL,NTC-10K,20FT,RJ45 | 0 | 4592.25 | 3653.782 | 645.845 | Lab-Ovh
AMPS-A501 | ELEC,Sonde,2.85"OD,PVC,5P,CT/PH/ORP/NH4/CL,10M,RS485 output | 0 | 3625 | 821.414 | 0
22130007 | Raw,Foam,Closed Cell Orange for Ryton 3 hole w/280" glass | 843 | 0 | 0.1 | 0.047
AMPS-A502 | ELEC,Sonde,2.85"OD,PVC,5P,CT/PH/ORP/NH4/ODO,10M,RS485 output | 0 | 4575 | 1501.325 | 1435.729 | Lab-Ovh
AMPS-B501 | ELEC,Sonde,3.5"OD,PVC,5P,TU/CT/PH/NH4/ODO,10M,RS485 output | 0 | 0 | 0 | 0
14050195 | PNS,Tape, White Teflon 1/2'' Wide x 520' Long Tape | 55 | 0 | 1.03 | 1.03
AMPS-PH | ELEC,Module,pH,mono,grey PVC, ASG V,mini FBNC | 8 | 150 | 32.326 | 32.91 | Lab-Ovh
AMPS-REF | ELEC,Module,Reference,mono,grey PVC, porous Teflon, DJ,Pin | 3 | 125 | 31.425 | 30.53 | Lab-Ovh
9015-S8 | Elec,pH,X-5,SJ,12x115mm Epoxy,#PH7E110-S8 | 4 | 0 | 11.994 | 8.702
9065-S8 | Elec,Plat,SJ,12X110mm,#2779685-S8 | 0 | 76.48 | 26.917 | 22.257 | Lab-Ovh
AMPS-ORP | ELEC,Module,ORP,mono,grey PVC, Pt disc(2.5mmOD),Pin | 3 | 175 | 20.225 | 18.815 | Lab-Ovh
AMPS-NH4 | ELEC,Module,ISE,NH4,mono,#MD0012-1 | 6 | 600 | 18.668 | 17.612 | Lab-Ovh
AMPS-CL | ELEC,Module,ISE,CL,mono,MD0014-GRAY | 5 | 450 | 34.718 | 33.36 | Lab-Ovh
AMPS-A5 | ELEC,Sonde,2.85"OD,PVC,5P,RS485 output | 0 | 1900 | 1080.495 | 0
AMPS-ISE | ELEC,ISE/ORP MODULE | 0 | 0 | 0 | 0
27503-56 | Solu,5M NaClO4,#I5NACL04 | 0 | 222.55 | 107.611 | 113.445 | Lab-Ovh
27020-03 | Elec,pH,X-BF,DJ,#TP5612V12S10EBT,3/4"MNPT,Tuff,PT100,Ceramic | 0 | 119.82 | 34.85 | 32.218 | PROX Lab
27502-57 | Solu,Kit,INCD:ISA,REF,Strip,Syringe,#CD2002K | 0 | 21.61 | 5.483 | 5.168
AMPS-ISE-2 | ELEC,ISE/ORP MODULE | 0 | 0 | 0 | 0
44005681 | PNS,Twist Tie, Red color 7000 ft. spool | 1 | 0 | 84 | 84
05290037 | Raw,Chem, Methylenebisacrylamide, 99% | 600 | 0 | 0.22 | 0.22
AMPS-ISE-3 | ELEC,ISE/ORP MODULE | 0 | 0 | 0 | 0
AMPS-CABLE | Sub,AMPS cable length | 0 | 0 | 0 | 0
043.01350 | Acce,Adapter,F/BNC To Type 7 Connector#8001057 | 0 | 16.25 | 34.699 | 8.318
C84-M20-XH | Sub,C84 (200015),20M,JST XHP-4#ASA5P-06-01 | 0 | 0 | 27.609 | 0
BS814LG | Acce,876EC bezel assembly spare parts | 0 | 355.94 | 13.874 | 0 | Lab-Ovh
BS814CB | Acce, 876CR board assembly spare parts | 0 | 458.35 | 2.197 | 2.352 | Lab-Ovh
BS814CD | Acce, 876PH-T/876CR board assembly spare parts | 0 | 142.27 | 2.197 | 0 | Lab-Ovh
871FT-4E3D3R-3C | ELEC,FT CT,IND-LOW,1",316SS,PEEK,ANSI150,PT1K,CAL,CABLE SO | 0 | 0 | 2917.713 | 0 | Lab-Ovh
871FT4E3D3R3C30 | ELEC,FT CT,871FT-4E3D3R-3C,30FT CABLE LENTH | 0 | 2954.3 | 2849.228 | 2298.422 | Lab-Ovh
875CR-C2U-A | CT/RESISTIVITY ANALYZER,240VAC,50/60Hz,PIPE,UL,STORM DOOR | 0 | 373.55 | 144.678 | 703.278 | Lab-Ovh
875EC-B1U | ELECTRODELESS CT ANALYZER,220VAC,PANEL,UL | 0 | 474.8 | 128.92 | 542.197 | Lab-Ovh
871FT-3E2B3T-CV | ELEC,FT CT,IND-HI,1",HAST,PVDF,ANSI150,PT100,CAL CABLE,VT | 0 | 4879.43 | 4376.564 | 3942.186 | Lab-Ovh
871PH-3D3A-3 | ELEC,ORP,RYTON,316SS,CERAMIC,RYTON JUNC,CABLE PER SO | 0 | 0 | 236.251 | 0 | Lab-Ovh
871PH-3D3A-310M | ELEC,871PH-3D3A-3,10M CABLE LENGTH | 0 | 457.89 | 275.253 | 391.771 | Lab-Ovh
871EC-EV3-3-3M | ELEC,871EC-EV3-3,3M CABLE LENGTH | 0 | 411.49 | 328.312 | 275.284 | Lab-Ovh
871EC-SP0-3-30M | ELEC,871EC-SP0-3,30M CABLE LENGTH | 0 | 373.28 | 424.696 | 259.52 | Lab-Ovh
1939626-003B | Elec,Platinum,SJ,1/2" Housing,Epoxy Body | 0 | 0 | 33 | 33
9300094 | Elec,pH,X-2D,SJ,Calomel,Special Pharmacial,w/Collar Ring | 0 | 0 | 5.128 | 4.649
35805-00 | Elec,pH,GX5,DJ,#5733727R-003B,12x115mm | 5 | 37.3 | 25.533 | 21.9 | PROX Lab
1E1097 | Elec,pH,X-VD,12x225mm,Triple Jct,Spin Cap,NA2SO4,KNO3,KCL | 20 | 242.39 | 121.106 | 39.331 | PROX Lab
PC1R1A | Elec,pH,X-VD,DJ,Guarded,3/4"NPT Ryton/Graphite,PT1K,15ftCbl | 83 | 71.97 | 47.604 | 47.604 | Lab-Ovh
PC1R2A | Elec,pH,X-VF,3/4"NPT Body,Ryton/Graphite,PT1K | 28 | 62.11 | 36.948 | 36.948 | Lab-Ovh
PC1R1N | Elec,pH,X-VD,DJ,Guarded,3/4"NPT Ryton/Graphite,No Temp.Comp. | 15 | 72.24 | 40.875 | 40.875 | Lab-Ovh
PC2K1A | Elec,pH,X-VD,#MH116M3MZ,Guarded,Kynar insertion,PT1K | 0 | 113.29 | 70.495 | 70.495 | PROX Lab
RC1R5N | Elec,ORP,Plat,DJ,3/4"NPT Ryton/Graphite,Sol. | 91 | 111.62 | 61.943 | 61.943 | Lab-Ovh
Y-41CB-20H | Elec,pH,X5,DJ,PT100,3/4"MPT Kynar w/Guard,LCJ,(SOL-G) | 0 | 514.35 | 68.637 | 0 | Lab-Ovh
35801-80 | Elec,GX1D,DJ,#5733704DA21-X30BG,No Guard,Free Flow | 0 | 95.86 | 21.161 | 2.157
5643-04 | Elec,Polarographic,#O27IP15-300-10,12mm Glass,IL Ingold | 0 | 0 | 53.9 | 53.9
5992-23 | Elec,pH,X-5,SJ,#6732525S-C5B,12x90mm,Epoxy | 10 | 66.41 | 37.18 | 37.561 | Lab-Ovh
5994-57 | Acce,Cable,Ext,5mmOD LowNoise Cable,#99001058-025B,F/BNC to | 0 | 28.74 | 15.32 | 23.976
27020-60 | Elec,pH,X-BF,DJ,#TP531G20001S10AB,1" MNPT,Tuff Tip,Sol | 1 | 111.45 | 60.87 | 25.072 | PROX Lab
27502-65 | Solu,Kit,Cupric,Incd:ISA,Ref,Strip,Syringe,Stnd,#CU2002K | 0 | 37.03 | 14.717 | 14.717
27502-79 | Solu,Kit,Nitrate,DJ,Ref Fill Sol,#NO3002K,Stnd,ISA,syrin | 0 | 37.03 | 7.238 | 7.238
27504-14 | Elec,Fluoride,DJ,12x110mm Epoxy,Refillable,#F001508-003B | 39 | 127.01 | 43.178 | 43.178 | PROX Lab
314050ND | Sub,0.014" Anodized Wire,50mm Length,AgCL Dip | 0 | 0 | 0.254 | 0
27505-24 | Elec,Potassium,#KOO1522-003B | 1 | 180.37 | 27.273 | 1.628 | PROX Lab
27506-12 | Elec,Chloride,#CL01522-003B,Refill,Replacement | 4 | 148.69 | 16.965 | 15.823
875EC-B1C-A | ELECTRODELESS CT ANALYZER,220VAC,PANEL,CSA,STORM | 0 | 478.97 | 135.736 | 546.149 | Lab-Ovh
V-000E-20H | Elec,pH,Ryton Cap,X-VD,DJ,SPR,PT1K,12x110mm | 1 | 0 | 29.22 | 15.772
C29-003-UT | Sub,Cable,UT,(1) F conn.77020106,(2) 4mm Blk Bananas 7702081 | 0 | 0 | 41.747 | 0 | Lab-Ovh
15380441 | MRO,Hose,Barrel Adapter Hose for 30/55cc,w/6ft Hose | 5 | 30 | 30 | 30
C-173 | Elec,pH,X2,DJ,12x110mm,Refill,#5773701-S7 | 139 | 61.74 | 25.829 | 25.829 | Lab-Ovh
H-171 | Elec,pH,X-2,Mono,#5773301-S7,12x110mm | 1 | 42.92 | 25.772 | 24.692 | PROX Lab
Y-41CB-30H | Elec,pH,X5,DJ,PT100,3/4"MPT Kynar w/Guard,LCJ,(SOL-G) | 0 | 503.68 | 72.494 | 0 | Lab-Ovh
R-171 | Elec,Ref,SJ,#5771423-S7,12x110mm,Refillable,Refill | 12 | 27.21 | 14.676 | 14.676 | PROX Lab
31074352 | Raw,GRIP SUPPORT TUBE PVC | 91 | 0 | 9.77 | 9.77
PC1R2N | Elec,pH,X-VF,DJ,3/4"NPT Ryton/Graphite,No TC | 4 | 63.63 | 39.084 | 39.084 | Lab-Ovh
PC1R3A | Elec,pH,X-5D,DJ,for HF,3/4"NPT Housing,Ryton/Grph,PT1000 | 28 | 70.25 | 35.666 | 35.666 | Lab-Ovh
MK7H-18RK-F03 | MK7H-18RK,1" 150lb. Raised face Flange | 0 | 9858.25 | 3119.043 | 0 | Lab-Ovh
5991-32 | Elec,pH,XBD,SJ,#577B504W-003B,12x110mm,1 Wick,Refill | 0 | 54.85 | 23.392 | 23.392 | PROX Lab
13-620-258 | Elec,Ref,Mono,SJ,12x106mm Epoxy,Calomel,Refill,Ceramic,Pin | 0 | 0 | 14.826 | 4.583
77030023 | RAW, PCB Assy, pH/ORP Pre-Amp,V2.2 | 25 | 0 | 19.52 | 19.52
170-00032 | Elec,Cond,K=10.0,Plat,12mmX130mm,Epoxy,#19-006-0001 | 76 | 82.69 | 48.664 | 48.664 | Lab-Ovh
1913586-010B | Elec,pH,X2,SJ,PVC,Fixed Guard,Threaded | 11 | 45.9 | 26.128 | 26.128 | Lab-Ovh
C35B470-20H | Elec,Cond.K=1.0,316SS/Peek ,PT100,7"Ins,20FT | 0 | 0 | 150.38 | 146.145 | Lab-Ovh
M07-001-022 | Sub,Tube, Black Kynar, MK7K, 18" Tube Length | 0 | 0 | 53.207 | 0 | Lab-Ovh
M07-011-023 | Sub,Tube, Black Kynar, MK7K, 28" Tube Length | 0 | 0 | 0 | 0
13-620-112 | Elec,pH,FS5,DJ,12x106mm Epoxy,Sealed,42",BNC/1/4"Triax,3 wir | 1 | 148.21 | 76.175 | 76.175 | PROX Lab
13-620-96 | Elec,pH,FS5,SJ,3x38mm,Calomel,Refill,BNC | 0 | 0 | 13.933 | 6.117
13-620-488 | Acce,Adapter,Male BNC to Dual Female Pin | 24 | 17.01 | 0.018 | 0.012
13-620-490 | Acce,Adapter,Pin to BNC | 21 | 10.79 | 3.059 | 2.605
M07-001-024 | Sub,Tube, Black Kynar, MK7K, 36" Tube Length | 0 | 0 | 81.929 | 0 | Lab-Ovh
13-620-3 | Elec,pH,FS5,Mono,12x106mm,Glass,US Standard | 8 | 47.39 | 29.499 | 29.499 | PROX Lab
M07-001-025 | Sub,Tube, Black Kynar, MK7K, 46" Tube Length | 0 | 0 | 76.527 | 0
13-620-79 | Elec,Reference,Mono,10x64mm,Calomel,Special Cap | 0 | 0 | 7.482 | 4.119
5991-61 | Elec,pH,SJ,XVBD,Wick,Refil,#5573502-3B,6x110,Reduc'dTip | 0 | 59.18 | 24.453 | 27.148 | PROX Lab
5993-96 | Elec,pH,DJ,XVBD,#SA73792-210-DL ,Autoclavable, | 1 | 138.99 | 7.598 | 7.047
19500-08 | Elec,Cond,K=1.0,#C-527-2-1-10T,12x110mm,316L SS,PT100 | 1 | 95.35 | 35.996 | 33.519 | PROX Lab
27003-01 | Elec,pH,#H82220001T10AB,3/4"CPVC,Tef Junction,Full Body | 1 | 58.28 | 33.095 | 30.941 | PROX Lab
27003-40 | Elec,Plat,DJ,Flat Surface,3/4"CPVC,#1929857-010B | 1 | 76.97 | 42.819 | 42.819 | PROX Lab
27011-11 | Elec,pH,X-BD,DJ,#1963778H-010BGV12,Horizontal,1/2" | 0 | 0 | 20.729 | 5.689
27504-34 | Elec,Water Hardness,#WHA1508-003B,12x110mm,Refillable | 5 | 132.09 | 43.687 | 27.557
27505-12 | Elec,Nitrate,DJ,#NO31522-003B,12x110mm,Refill,Replace Mmbrn | 4 | 170.38 | 21.399 | 21.399 | PROX Lab
EP307B2P1M2S1 | ELECTRODELESS CT | 0 | 350.9 | 220.58 | 227.062 | Lab-Ovh
5726-00 | Elec,Oxygen,Polarographic,#O25IP27-150-03,w/PT100 | 0 | 0 | 204.33 | 204.33
M07-001-023 | Sub,Tube, Black Kynar, MK7K, 28" Tube Length | 0 | 0 | 69.483 | 0 | Lab-Ovh
871EC-BW0-3-27 | Elec, 871EC-BW0-3, 27FT cable length | 0 | 614.84 | 591.148 | 470.022 | Lab-Ovh
99001048S-030B | Acce,Cable,RG58,BNC w/Threads to BNC,Sensorex Style Submersi | 0 | 0 | 12.926 | 5.72
1916644-8BH | Elec,Platinum,DJ,T/L,3K ohm TC,SPR | 0 | 391.05 | 60.722 | 15.443 | PROX Lab
ID12-XXX1 | Elec,ISE Iodide module,Grey PVC,solid state,gold pin#003341 | 0 | 0 | 5.181 | 0
2005146 | Elec,pH,XVF,DJ,Peek Body,w/K2SO4,Ceramic,#3400093 | 92 | 54.14 | 25.977 | 25.977 | PROX Lab
5743700S-005B | Elec,pH,X-2D,DJ,Special Pharmacia,1M KNO3 fill | 3 | 230.58 | 30.485 | 10.437 | PROX Lab
ID12-SEMI | Elec,ISE,Epoxy Clear,Solid State,DJ#ID12Q-S00-Z0X-X000XX | 0 | 57.57 | 43.748 | 10.662 | PROX Lab
Y-40DB-20H | Elec,pH,X5,DJ,PT100,3/4"MPT Kynar ,LTJ,Tuff-Tip | 0 | 446.58 | 62.641 | 59.528 | Lab-Ovh
SI1R1V2A-125-5F | Sub,Stem,pH,DJ,5F,125mm Length | 37 | 0 | 1.764 | 1.538 | Lab-Ovh
3922703S-BJ | Elec,pH,XVF,DJ,In-Line CPVC,Tuff-Tip | 0 | 0 | 8.837 | 1.143
M01-001-198 | Sub,Housing,Blk Kynar,3/4"MPT,LTJ for.325"Gls,Tuff-Tip | 50 | 0 | 26.41 | 25.766 | Lab-Ovh
SZ1093 | Elec,pH,GX-2,SJ,AC,12x75mm,Epoxy,Amber,No Guard | 2 | 29 | 13.901 | 13.901 | Lab-Ovh
Y-40D1-20H | Elec,pH,X5,DJ,3K Balco,3/4"MPT Kynar ,LTJ,Tuff-Tip | 0 | 426.3 | 76.019 | 0 | Lab-Ovh
Y-40DB-F6 | Elec,pH,X5,DJ,PT100,3/4"MPT Kynar ,LTJ,Tuff-Tip | 0 | 421.74 | 62.825 | 0 | Lab-Ovh
35811-71 | Elec,pH,X5,SJ,#5732528A1-3BG2.5,12x115mm,30K TC | 353 | 36.09 | 21.246 | 21.246 | Lab-Ovh
14053569 | Raw,Tape,Uline Pre-Cut Double-Sided,1"x1"x1/32",648pcs p/rol | 645 | 0 | 0.02932 | 19
873RS-AIWFNZ-7 | RESISTIVITY ANALYZER,120VAC,4-20MA,PANEL MOUNT,FM,ST | 0 | 296.66 | 125.563 | 125.563 | Lab-Ovh
15041474 | Raw,Pin,HAST-C,OD0.15"X0.5"L,Drill hole for T.C.,Cond | 12 | 0 | 65 | 65
15041475 | Raw,Pin,Hast-C,OD 0.15" x 0.5"L cond | 13 | 0 | 50.6 | 50.6
15041476 | Raw,Pin,Hast-C,OD 0.118" x 0.5"L cond | 12 | 0 | 46 | 46
13-620-53 | Elec,Mono,Ref,12x106mm,Glass body,Refillable,AgCl Pack,Pin | 0 | 45 | 24.605 | 24.605 | Lab-Ovh
6000-062/M-020M | Acce,20M extension Wire Cable for 871CC | 0 | 127.91 | 36.446 | 36.546 | Lab-Ovh
13-620-297 | Elec,pH,FS5,DJ,6x95mm reduced tip,Accufast,Glass,BNC | 13 | 82.73 | 25.879 | 25.879 | PROX Lab
875EC-A1U-A | ELECTRODELESS CT ANALYZER,120VAC,PANEL,UL ,STORM DOOR | 0 | 478.97 | 135.736 | 135.592 | Lab-Ovh
332032 | Solu, 3M KCl with AgCl CMC Gel with 6g CMC | 0 | 0 | 0 | 0
BS811MN-30M | CABLE ASSY,30M | 0 | 0 | 115.905 | 0
13-620-270 | Elec,pH,FS5,SJ,6x150mm Reduced tip,Glass,Calomel,Refill,US S | 0 | 0 | 25.696 | 7.56
TP5712V10S07EBT | Elec,pH,X2,DJ,Insert Sytle,Tuff Tip,PT1K,TB557 | 0 | 0 | 2.69 | 2.69
OSP-MACH-02 | EP307AM-OUTSIDE PROCESSING | 0 | 40.94 | 0 | 0
OSP-MACH-03 | EP307AQ- OUTSIDE PROCESSING | 0 | 15.75 | 0 | 0
M07-005-020 | Sub,Tube,PEEK,Tube Spacer,40" Length,MK7K,For 36" insertion | 0 | 0 | 134.635 | 0 | Lab-Ovh
2773780HC-003B | Elec,pH,XVD,DJ,Horizonal,Polymer | 5 | 188.85 | 17.895 | 16.78 | Lab-Ovh
M04-003-009 | Sub,Cable,SS 316,Safety Cable For MK7K,For 8"insertion | 0 | 0 | 20.797 | 0 | Lab-Ovh
M04-003-010 | Sub,Cable,SS 316,Safety Cable For MK7K,For 12"insertion | 0 | 0 | 21.2 | 0 | Lab-Ovh
M04-003-011 | Sub,Cable,SS 316,Safety Cable For MK7K,For 18"insertion | 0 | 0 | 21.811 | 0 | Lab-Ovh
M04-003-012 | Sub,Cable,SS 316,Safety Cable For MK7K,For 26"insertion | 2 | 0 | 22.629 | 22.817 | Lab-Ovh
M04-003-013 | Sub,Cable,SS 316,Safety Cable For MK7K,For 36"insertion | 0 | 0 | 17.44 | 0
V-0010-2B | Elec,pH,Ryton Cap,X-VD,DJ,SPR,No TC,12x80mm | 1 | 267.38 | 28.031 | 9.088 | PROX Lab
OSP-WELD-10 | Outside Processing Fusion Weld - $35 | 0 | 0 | 72.32 | 72.32
368447,00000 | Elec,Ref,Mono,SJ,#8447B,12x117mm,Rod,Ag/AgCl,3/4"SP,Fl | 4 | 50.16 | 33.32 | 27.298
A-3N0B-2BT | Elec,pH,TB557,X-VD,SPR,PT100,Kynar/Viton,W/Nipple,BNC&FMolex | 11 | 434.7 | 54.258 | 52.624 | Lab-Ovh
125=000=009 | Elec,Nitrate,#NO31509-117-S7,Side Arm,13.5 Fitting | 0 | 0 | 6.142 | 8.25
125=000=103 | Solu,Ammonia Inner Fill,Peco#NH3IF01,125ml Bottle | 0 | 16.99 | 1.482 | 0.994
M09-007-002 | Sub,Insert,Black ABS,OD0.765"X0.3",Machined | 560 | 0 | 6.24 | 5.24
M02-007-003 | Sub,Cap,Rework,Blk ABS,DOL2-MULT1,0.591"ODx1.772"L#AMPS-ODO | 0 | 0 | 11.114 | 10.774 | Lab-Ovh
DOL2-PI02 | Elec,ODO,ABS,GEN2,15M cable, V9.10.25#DOL2-0002 | 1 | 375.95 | 138.022 | 138.022 | PROX Lab
99001043-40 | Extension Cable,M/BNC to F/BNC Lownoise Coaxial Cable | 0 | 61.8 | 11.678 | 5.794
SI1F11M-025 | Sub,stem,ORP,3mm Gold Disc,0.135"ODx1"L | 1 | 0 | 12.102 | 9.455 | Lab-Ovh
SI1F11KK-025 | Sub,stem,ORP,2.5mmPt Disc,0.135"x1"L | 17 | 0 | 4.4 | 3.791 | Lab-Ovh
5994-81 | Acce,Cable,Extension Cable,for PT100, #99001070-025B | 0 | 39.49 | 21.394 | 18.978
5992-62 | Elec,pH,XVBD,SJ,#5773521-003B,12x110mm,RefilL | 2 | 61.21 | 23.973 | 22.636 | PROX Lab
BR12-SEMI | Elec,ISE,Epoxy Clear,Solid State,DJ#BR12Q-S00-Z0X-X000XX | 0 | 57.57 | 59.621 | 10.64 | PROX Lab
BR12-XXX1 | Elec,ISE Bromide,module,Grey PVC,solid state,gold pin#003341 | 0 | 0 | 13.119 | 0
CN12-XXX1 | Elec,ISE,Cyanide,module,Grey PVC,solid state,gold pin#003341 | 0 | 0 | 5.181 | 0
CN12-SEMI | Elec,ISE,Epoxy Clear,Solid State,DJ#CN12Q-S00-Z0X-X000XX | 0 | 57.57 | 43.748 | 10.662 | PROX Lab
SUR1502-003R | Elec,Surfactant,DJ,12mmx110mm,Refillable,Glass body | 4 | 517.65 | 76.351 | 76.351 | PROX Lab
511191 | Solu,TISAB, Fluoride,1 Gal, #F00IS01-G | 0 | 0 | 2.562 | 8.65
51340910 | Elec,Ammonium,#NH41508-S7,ISA, and Taper Adapter | 0 | 0 | 65.77 | 65.77
S-7596AQM | Sub,SZ283,ORP Stem Assy,(2)Platinum,(2)Conductor. | 0 | 0 | 40.423 | 40.423
DPT-HCR-516-BMS | Elec,Dip probe DPT-2000-RC-375 with HCR patch | 0 | 875 | 949.96 | 432.97 | Lab-Ovh
93X219023 | Elec,Cond,K=1.0,#13-620-165,4 Band Plat,Epoxy,10K,12mm OD | 0 | 0 | 126.73 | 126.73 | Lab-Ovh
93X219026 | Elec,Cond,K=0.1,Plat,#13-620-156,12x90mm,Glass body | 0 | 0 | 107.125 | 10.031
NH31501-X18Z | Elec,Ammonia,12mmx110mm,Delrin Body | 15 | 511.84 | 17.938 | 4.3
AMPS-CA | ELEC,Module,ISE,CA,#MD0005-1 | 0 | 750 | 25.6 | 24.867 | Lab-Ovh
27009-52 | Elec. Holder,#1961013,3/4"MNPT Knr In-Line,w/3/4"BSPID threa | 0 | 0 | 19.6 | 19.6
27020-42 | Elec,pH,DJ,XBF,#TP561G2V121S10EB,TufTip,Ryton | 1 | 139.23 | 38.385 | 38.439 | PROX Lab
27300-21 | Elec,pH,X-2,SJ,#1923537-010BGV12,3/4"MNPT,PT100 | 16 | 81.05 | 45.337 | 18.91 | PROX Lab
27502-17 | Elec,Cyanide,DJ,#CN01502-003B,12x110mm,Refillable,#I0 | 0 | 170.77 | 96.44 | 79.649 | PROX Lab
M06-003-026 | Sub,Fitting, SS316 Stub welded gland fitting | 11 | 0 | 63.589 | 63.589 | Lab-Ovh
27503-53 | Solu,ISA,5M NaCl,Peco# NH4ISO1,475ml | 0 | 15.44 | 2.162 | 2.118
27504-12 | Elec,Cyanide,DJ,#CNO1508-003B,12x110mm,Epoxy,Refill | 5 | 138.8 | 90.631 | 90.631 | PROX Lab
27505-06 | Elec,Calcium,#CAL1522-003B,Replacement Membrane | 1 | 170.38 | 42.439 | 7.659 | PROX Lab
27505-56 | Acce,Kit,Calcium Replacement (PK/3 EA),Membs,O-rings,peco# C | 0 | 101.14 | 23.685 | 0.212
35607-53 | Elec,Cond,K=10.0,#5771302-6P-002BG,12x130mm,Platinum | 0 | 0 | 33.99 | 6.643
5994-20 | Elec,pH,X-BD,SJ,#5773591-010B,12x80mm | 10 | 45.91 | 26.692 | 26.692 | PROX Lab
875PH-B2Z-A | PH/ORP/ISE ANALYZER,220VAC,PIPE,NO CERT,STORM DOOR | 0 | 463.32 | 161.858 | 158.738 | Lab-Ovh
27003-04 | Elec,pH,BF,DJ,#1922757-010BHV10,Element,3/4"CPVC,1K TC | 5 | 73.25 | 40.074 | 40.074 | PROX Lab
5992-06 | Elec,pH,DJ,XVBF,#5733734-010B,12x110mm,Epoxy | 0 | 60.03 | 29.254 | 26.108 | PROX Lab
5994-21 | Elec,Plat,SJ,12mm x 80mm Glass Body,#5779677-010B | 2 | 76.58 | 31.285 | 49.645 | Lab-Ovh
27003-82 | Pipe "T",1"FNPT Kynar,w/ 3/4" Reducer,#1061014,All Kynar | 2 | 189 | 200.606 | 29.4 | Lab-Ovh
27020-22 | Elec,pH,XBF,DJ,#TP5312V12S10EBG,Tuff Tip,PT100 | 1 | 120.92 | 57.003 | 46.992 | PROX Lab
871PH3F1A3BT10M | ELEC,871PH-3F1A-3BT,10M cable length | 0 | 683.59 | 442.924 | 448.497 | Lab-Ovh
PH10-3N2A-2H | Elec,Dolphin,PH,FLAT BULB,PT1K,20FT HT CABLE,PIN LUGS | 0 | 315.88 | 190.209 | 176.789 | Lab-Ovh
35811-98 | Elec,pH,X-5,SJ,12x115mm Epoxy,30KTC,Bulk,#5732528A1-3BG2.5 | 5 | 50.26 | 26.114 | 26.114 | PROX Lab
27003-80 | Pipe "T",1"FNPT w/ 3/4" Reducer Bushing,#1021011,CPVC | 0 | 50.58 | 24.575 | 24.575
13-620-526 | Elec,Chloride,DJ,12x110mm,Refill,Glass,US Standard | 0 | 0 | 23.287 | 1.72
1929857-010B | Elec,Platinum Disk,DJ,3/4" CPVC Housing | 1 | 239.05 | 43.251 | 43.559 | PROX Lab
C80-X02-BB | Sub,Cable,Coax,RG174,2.5 inches,Male BNC#ZSEN117X | 92 | 0 | 1.688 | 1.688 | Lab-Ovh
2005130 | Elec,pH,XVD,Peek w/3 Guards,Teflon,Triple Junction | 3 | 75.06 | 34.532 | 35.956 | PROX Lab
89022 | Elec,pH,X-1D,DJ,#1052701R-005B,316L SS,Refill | 0 | 109.65 | 1.181 | 0.2
89021 | Flow Cell,w/ports for pH&TC,316L SS,#1051000,1/4"FNPT in&out | 0 | 263.17 | 65 | 65
CX6-M02-XX1 | Sub,6-wire cable 99039545,Female 6X-Lok cable,2M, for RS485 | 0 | 0 | 23.229 | 23.33 | Lab-Ovh
29000-01 | Elec,Carbon Dioxide,#CO21505-180-10,316L SS,BNC | 0 | 0 | 11.372 | 7.439
5991-22 | Elec,pH,XVBD,SJ,#5773504W-3B,12x110mm,Refill,Wick | 1 | 52.23 | 24.964 | 24.964 | PROX Lab
5992-16 | Elec,pH,BF,DJ,#5733734A15-10BI6W,12x110mm,Tuff,Epoxy,30KTC | 2 | 83.22 | 32.788 | 37.313 | Lab-Ovh
5992-40 | Elec,pH,X-5,SJ,#5733523-3B,Epoxy,Removable Guard,Clear | 0 | 0 | 6.798 | 2.335
27001-81 | Elec,pH,X-BD,DJ,#3983701-010BGV12,3' ABS,100 ohm TC | 0 | 172.43 | 104.554 | 100.118 | PROX Lab
27004-50 | Elec,pH,X-5D,DJ,#1052701-010BT,SS Housing | 1 | 98.1 | 55.88 | 55.667 | PROX Lab
AMPS-NO3 | ELEC,Module,ISE,NO3,mono#MD0007-1 | 0 | 500 | 16.869 | 0 | Lab-Ovh
AMPS-MG | ELEC,Module,ISE,Mg,mono,grey PVC,PVC membrane,Pin | 1 | 1200 | 128.385 | 127.633 | Lab-Ovh
AMPS-PB | ELEC,Module,ISE,Lead,mono,grey PVC,Solid state,Pin | 0 | 750 | 36.015 | 0 | Lab-Ovh
511193 | Solu,ISA,Nitrate,2M (NH4)2SO4,#NO3IS01,475ml Bottle | 0 | 0 | 2.162 | 4.794
AMPS-CU | ELEC,Module,ISE,Cu,mono,grey PVC,Solid state,pin | 0 | 450 | 41.52 | 0 | Lab-Ovh
AMPS-SS | ELEC,Module,ISE,Silver/Sulfide,mono,grey PVC,Solid state,pin | 0 | 450 | 34.594 | 0 | Lab-Ovh
AMPS-ODO | Sub,Module,ODO,ABS,JST XHP-4 | 1 | 900 | 187.663 | 262.498 | Lab-Ovh
AMPS-CT | Sub, module, CT, ABS BK,4cell, Carbon,K=0.85,JST XHP-4 | 0 | 350 | 81.513 | 81.027 | Lab-Ovh
AMPS-TU | Sub,Module,Turbidity | 0 | 0 | 0 | 0
AMPS-TC | Sub,Module,TC,SS316, NTC-10K,JST XHP-2 | 0 | 0 | 6.257 | 6.102 | Lab-Ovh
44340035 | Raw,Bulb Cap,3/4" Solution Cap,Black Color | 11281 | 0 | 0.4945 | 0.43
NH41508-003B | Elec,Ammonium,12x110mm,Epoxy Body,Refillable | 1 | 358.07 | 33.156 | 31.851 | PROX Lab
C2-020-BC | Sub,Cable,BC,C2,20FT,Male BNC with new Blue Boot | 0 | 0 | 13.42 | 0
M27-027-001 | Sub,Mem Module,Solid State Disc,PVC BLK,CLS2Q-04-05 | 15 | 0 | 0.24 | 0.094
M01-010-083 | Sub,Housing,CPVC Grey,0.472"ODx4.134"L#PHS1P-04-01 | 37 | 0 | 4.085 | 32.5 | Lab-Ovh
27011-01 | Elec,pH,X-BD,SJ,#1963527H-010BGV12,1/2"MNPT | 0 | 72.91 | 41.913 | 0.669 | PROX Lab
M09-010-067 | Sub,Base,CPVC Grey,0.413"ODx0.236"L#PHS1P-04-03 | 43 | 0 | 1.522 | 1.4667 | Lab-Ovh
S010 | Elec,Plat,SJ,Annular Ceramic Junction,#2739630-010B | 45 | 35.77 | 38.728 | 22.693 | Lab-Ovh
S020 | Elec,pH,GX2,SJ,Annular Ceramic Junction,3FT | 0 | 22.77 | 18.627 | 29.793 | Lab-Ovh
M02-010-025 | Sub,Cap,CPVC Grey,0.472"ODx1.041"L#PHS1P-04-02 | 18 | 0 | 3.625 | 30.36 | Lab-Ovh
C32-X03-BVS | Cable,RG174,w/mini FBNC (220159),2"L#PHS1P-05-01 | 0 | 0 | 8.53 | 9.463 | Lab-Ovh
SI1L5I1A5-097 | Sub,stem,pH,ASG V Flat,0.235"/0.195"x3.807"L#PHS1P-02-01 | 13 | 0 | 1.727 | 1.664 | Lab-Ovh
1901402-FUB | BTI Reference,2nd Gen,Fem Banana,1/2"-13 Unc Thread,NaCl Fil | 2 | 64.24 | 4.631 | 5.079
1903302-BJ | BTI pH Sensor,2ndGen F/BNC,GX5D,1/2"-13Unc Thread,HalfCell | 1 | 58.03 | 4.957 | 3.746
M06-003-027 | Sub,Fitting, SS316 remachine,Fitok, SS-CM-FL16-NS12 | 0 | 0 | 54.75 | 54.75 | Lab-Ovh
CD21508-003B | Elec,Cadminum,12x110mm,Epoxy,Refillable | 0 | 0 | 10.378 | 1.086
PB21508-003B | Elec,Lead,12x110mm,Refillable,Epoxy | 0 | 0 | 42.568 | 2.417
NA71508-003B | Elec,Sodium,12x110mm,Refillable,Epoxy Body | 0 | 261.77 | 31.064 | 29.455 | Lab-Ovh
SP11Y | Elec,pH,X-VF,DJ,12x110mm,Tuff Tip,#573V734-S8 | 0 | 0 | 19.559 | 12.037
871FT-3E4C3T3CV | ELEC,FT CT,IND-HI,1",CARP,PCTFE,50,PT100,CBL SO,CAL CBL,VT | 0 | 0 | 3787.602 | 0 | Lab-Ovh
871FT3E4C3T3CV2 | ELEC,FT CT,871FT-3E4C3T-3CV,20FT CABLE LENGTH | 0 | 3428.17 | 3710.053 | 2703.033 | Lab-Ovh
ELM-028IX | Elec,pH,DJ,ASG#9,K2S04 Polymer,CPVC Elmacron | 1 | 106.72 | 35.017 | 34.469 | PROX Lab
30891753 | Elec,Lead,DJ,12x110mm,Refillable,Glass,Metterlogo#PB21502-S7 | 1 | 364 | 62.313 | 159.853 | PROX Lab
S-SI1G1V1C125-5 | Sub,pH glass stem assy,GX-5,0.165"ODx4.92"L. | 0 | 0 | 1.056 | 0
ELM-183 | Elec,pH,SJ,GX-VD,12X110mm,Glass,10K,5775593A2-M2.5BRCA | 0 | 81.6 | 39.085 | 0 | Lab-Ovh
29020-65 | Membrane Replacement,12mm SS Probe,O2,#M0500P2-M6,(see note) | 0 | 39 | 27.633 | 0
M09-002-066 | Sub,Insert,Ryton,W/Teflon Junt.,Guard,.250 GLS,0.128"SS tube | 25 | 0 | 4.007 | 5.31
27503-30 | Solu,Potassium,Standard,1000 ppm,Peco#K00AS02 | 0 | 0 | 2.162 | 2.118
51205996-003 | THERMISTOR 8.55K 1/4" SS 6" LE | 5 | 0 | 0 | 0
31276367 | 1/2" NIPPLE PVDC | 196 | 0 | 1.61 | 1.61
51451235-001 | REDUCING BUSHING 1" NPT (4905) | 5 | 0 | 0 | 0
GK273920B | Elec,pH,X-2,SJ,#6273920-005B,9.5x103mm,Refill | 0 | 0 | 2.979 | 1.336
50034345-001 | Raw,J-Box,Alum. Hinged Cover w/Gasket,NEMA4,Weatherproof | 391 | 0 | 18.3218 | 18.3218
1871001C | Elec,Ref,20x282mm,Pyrex,Ceramic,Wick,see notes | 4 | 193.43 | 15.273 | 14.731
50034350-001 | 1"X1/2" NPT PIPE NIPPLE POLY B | 0 | 0 | 0 | 0
M03-009-001 | Sub,Q Connector,Insert,Teflon,0.195"/0.3125"ODx0.38"L | 77 | 0 | 0.027 | 0.027
R054-AUTOPILOT | Elec,ORPcombo,1/2NPT,3mmGDdisc,DJ,FBNC,AUTOPILOT,Exwork APAC | 0 | 41.53 | 31 | 35.99
H054-AUTOPILOT | Elec,pH combo,1/2NPT,ASGVIII,DJ,FBNC,AUTOPILOT,Exwork APAC | 0 | 28.39 | 13.9571 | 30.75
CU43-0001 | Elec,ISE,ABS Blk,Cupiric,Solid State,DJ#CU43L-X00-Z0X-S003BX | 1 | 300.94 | 47.096 | 23.796 | PROX Lab
S-NOY2J-01 | Sub,ISE BodyAssy,Smoky Epoxy,Fastfill Cap,Refill,NOY2J-06-06 | 6 | 0 | 10.992 | 7.421
BS813BZ | PH 12 DN25 MM HOLDER GUARDED 2.8" LENGTH | 0 | 1491.12 | 437.179 | 427.657 | Lab-Ovh
PHCR-30-SQ | Sub,Patch,HCR,2"x2"x0.03"THK,glass square,no BLK coat | 0.625 | 0 | 11.025 | 11.379 | Lab-Ovh
6507A5NX9-130 | Sub,pH,Spear Tip,1 Wick,0.280"/0.135"ODx5.12"L.#H0AKU-02-01 | 0 | 0 | 12.107 | 0 | Lab-Ovh
OSP-WELD-17 | Outside Processing Welding- $150 | 0 | 0 | 150 | 0
CL01502-003B | Elec,Chloride,DJ,12mmx110mm,refill,Glass Body | 3 | 388.74 | 41.85 | 39.763 | PROX Lab
5991-51 | Elec,pH,SJ,XVBD,Refil,Wick,#5673507W-3B,8x110,Reduc'dTip | 0 | 52.23 | 24.71 | 24.71 | PROX Lab
SP50X | Elec,Plat,SJ,#5739602-S7,12mmX115mm,Epoxy | 0 | 0 | 38.626 | 17.847
SP04X | Elec,Double Plat,Karl Fisher,12mmX110mm,#KF46000-S7-110 | 0 | 0 | 39.6 | 28.549
331043 | Solu, IFS (8) Plus 10 for ASG5 only | 0 | 0 | 0 | 0
44008887 | PNS,TAPE, 2.75" KRAFT REINFORCED "AlpHa" logo | 8 | 0 | 155 | 155
00300470 | Raw,Barstock,Delrin black .470" OD | 70 | 2.19 | 4.19 | 4.19
95551111 | Raw,O-Ring,Kalrez 2-111 , 1050 LF compound | 40 | 0 | 33.22 | 33.22
871CR-A2T1H1B1 | CT R-SENSOR,0.1,PVDF,TI,1"SS BALL VALVE,PT1K,20FTHT,#6 | 0 | 914.57 | 504.296 | 608.887 | Lab-Ovh
450283 | Raw,Grid Strain Relief,5.5mm,Santoprene,Black,0.368”IDx0.1” | 1827 | 0 | 0.09315 | 0.081
450284 | Raw,Grid Strain Relief,2.5mm,Santoprene,Black, 0.368”IDx0.1 | 5234 | 0 | 0.081 | 0.081
63-0058 | Elec,pH,X-5D,DJ,High purity,#1052701-010T | 1 | 202.91 | 51.51 | 49.426 | Lab-Ovh
01353-S-6M | Sub,Cable,Assembly, 871C, 6M | 0 | 0 | 39.983 | 0
M07-003-082 | Sub,Tube,316SS,Conductivity K=1,0.75"ODx29.5"L,2 holes | 7 | 0 | 43.66 | 52.575 | Lab-Ovh
44344121 | Raw,Stopper, Rubber, Black for refill hole | 0 | 0 | 0.56 | 0.56
35816-72 | Elec,pH,DJ,GX-5,12x115mm,30K,#5733728A1-3BWI18 Waterprf | 1 | 56.33 | 30.302 | 30.302 | PROX Lab
M01-007-007 | Sub,CT Housing Assy,Blk ABS,4 carbon cells&wires#CTPSA-06-04 | 0 | 0 | 57.519 | 57.305
1010990 | Sub,LAKS,carbon cell,4 wireS,TX,1010980 Hsg,REV002 | 11 | 41.8 | 20.292 | 16.971 | Lab-Ovh
C32-003-ZA | Sub,Cable,ZA,C32,3 Feet,See Note | 0 | 0 | 6.503 | 5.047 | Lab-Ovh
873EC-ATYFNZ-7 | ELECTRODELESS CT ANALYZER | 0 | 260.79 | 92.036 | 601.93 | Lab-Ovh
77020250 | Raw,Connector, Lemo V # FFA.1S.650.CTA C32 | 157 | 58.85 | 28 | 28
871EC-TF7-3-10 | Elec,871EC-TF7-3, 10FT cable length | 0 | 797.58 | 504.89 | 584.281 | Lab-Ovh
871CR-C4G1D1G1 | CT R-SENSOR,10,GFPEEK,GP,3/4"GFPEEK BUSH,PT1K,60FT,#6 | 0 | 983.26 | 815.18 | 590.478 | Lab-Ovh
875EC-B1D | ELECTRODELESS CT ANALYZER,220VAC,PANEL,IEC | 0 | 475.2 | 129.18 | 542.575 | Lab-Ovh
FIT12-1SA040L-2 | SENSOR HOLDER PROTECTION,GUARD,3/4"NPT,40MM,316SS,forPH12 | 0 | 105.8 | 399.89 | 72.129 | Lab-Ovh
DOPO2-MEM-HCR | Elec,DOPO2 Replaceable Membrane Cap, w/HCR patch | 0 | 225 | 550.736 | 33.379 | Lab-Ovh
M07-011-005 | Sub,Tube,Gray PVC,OD0.875"X5.76"L | 124 | 0 | 19.767 | 19.767 | Lab-Ovh
M05-011-006 | Sub,Screw cap,Gray PVC,OD0.875"X0.4" | 155 | 0 | 5.02 | 4.22
M09-011-015 | Sub,Insert,PVC,0.750"ODx0.63"L,CT77V-D4-03 | 9 | 0 | 1.833 | 1.751 | Lab-Ovh
NH3IF01-30 | Solu,Ammonia,Inner fill,30mlof 0.1M NH4Cl | 0 | 0 | 0.743 | 1
FLUO-PTSA | Elec,Fluorometer PTSA,GrayPVC,NTC-30K,6PIN CONN,RS485,w/TEE | 0 | 1750 | 358.255 | 416.423 | Lab-Ovh
00190440 | Rod,SS All Thread 4/40 thread | 15 | 0 | 1.14 | 1.14
M02-002-013 | Sub,Cap,Ryton, for Screw | 0 | 0 | 0.944 | 0
CDW97-K1 | Elec,Cond.,K=1.0,4 Band,12x110mm Glass,30KT/C,12Pin Switch | 0 | 0 | 17.464 | 6.482
8329AA | Sub,pH,Mono,18x57mm length | 0 | 0 | 0.014 | 0
00071800 | Raw,Glass,Barium PH360,0.708"(18mm)ODx1.143mm wall | 0 | 0 | 0 | 0
ZBN0315010 | Elec,Nitrate,Mono,#N031501-X18Z,12+/-.1X120+/-5MM,PVC | 0 | 0 | 11.44 | 3.626
00071800-044 | Sub,Cut,Barium.708"(18mm)x044mm(1.750")Length 1.143mmWall | 0 | 0 | 0 | 0
CT25-ED01A | Elec,Cond, ABS, carbon, K=0.1, coax, 3M, 2banana plugs,APAC | 0 | 29.98 | 18.5143 | 18.5057
M28-007-001 | Sub,Ext,ISE,Blk ABS,0.310"ODx2.94"L,Flange0.375"#FL03Q-04-02 | 29 | 0 | 0.527 | 0.753
27507-22 | Elec,pH,DJ,GX5,30K,P# 5735728A14-3BRCA,Epoxy | 3 | 72.37 | 25.845 | 27.175 | PROX Lab
95550012 | Raw,O-Ring,Kalrez 2-012, compound 1050 | 28 | 0 | 24.26 | 24.26
M27-027-002 | Sub,Mem Module,FL TIP 5745100A,PVC BLK,FLS2Q-04-05 | 43 | 0 | 0.24 | 0.094
C20-050-HA | Sub,Cable,HA,C20,50 Feet,Connector:77280014,Cable:99039536 | 0 | 0 | 33.083 | 0 | Lab-Ovh
77020022 | Raw,Connector,12 pin male,EN3 series,Switchcraft Weathertigh | 300 | 0 | 7.5 | 7.5
M07-019-016 | Sub, Tube, Titanium, .500"OD x 3.8"L, K=0.01,C527 Style | 21 | 0 | 20.995 | 20.995 | Lab-Ovh
M07-019-017 | Sub, Tube, Titanium, .500"OD x 3.8"L, K=0.1,C527 Style | 5 | 0 | 20.995 | 20.995 | Lab-Ovh
M07-019-018 | Sub, Tube, Titanium, .500"OD x 3.8"L, K=1.0,C527 Style | 29 | 0 | 20.995 | 20.826 | Lab-Ovh
M10-003-027 | Sub,Nut,SS316,Cond,3/4" NPT,for 1/2" Tubing,4973 Style | 25 | 0 | 14.406 | 14.406 | Lab-Ovh
M10-003-028 | Sub,Nut,SS316,Cond,1" NPT,for 1/2" Tubing,4905 Style | 31 | 0 | 15.911 | 15.405 | Lab-Ovh
HR61-PC15 | Elec,pH,Ryton,ASGV,Flat,DJ#HR61Z-F01-B0X-C020TX | 0 | 102.8 | 49.805 | 0 | PROX Lab
22092003 | Raw,O-Ring,Buna 70, 2-003 | 185 | 0 | 0.0417 | 0.0417
M01-003-044 | Sub,SS Housing Assy with Top Piece & Tip Assy#HF61S-04-06 | 0 | 0 | 0 | 0
HF61-0001 | Elec,pH,316SS,3/4NPT,ASGVII,DJ#HF61S-D86-B0X-CM02TX | 0 | 404.04 | 11.443 | 0
15000218 | PNS,Bubble Wrap,Shipping 8''Slit x300'L,3/16'bubble,no perf | 8 | 0 | 8.5 | 8.5
86022VL | Raw,Elect,Meter,ODO,Gen2,RS485,IP67,VL branded | 282 | 0 | 45 | 45
86022NB | Raw,Elect,Meter,ODO,Gen2,RS485,IP67,Not branded | 398 | 0 | 45 | 45
C84-M50-XH | Sub,C84 (200015),50M,JST XHP-4#ASA5P-06-01 | 0 | 0 | 68.268 | 0
875CR-A2Z-A | CT/RESISTIVITY ANALYZER,120VAC,50/60Hz,PIPE,NO CERT,STM D | 0 | 373.15 | 144.419 | 142.03 | Lab-Ovh
876PH-TXCA-7 | PH/ORP/ISE INTELLIGENT TRANSMITTER | 0 | 242.8 | 92.732 | 466.789 | Lab-Ovh
PH12-1P22S-FA | Elec,pH,12MM,Dome,PEEK,225MM,PT1K,S Conn,FM/FMc,ATEX | 0 | 616.76 | 609.736 | 362.311 | Lab-Ovh
5731372-30-DL | Elec,Cond,K=1.0,Plat,3 Band,Ground joint | 2 | 371.9 | 116.591 | 78.002 | Lab-Ovh
9001000-003T | Acce,Cable,DL to Strip,W/ Transformer, Specal wire | 0 | 64.51 | 9.563 | 5.679
Y-40DB-20BH | Elec,pH,X5,DJ,PT100,3/4"MPT Kynar ,LTJ,Tuff-Tip | 1 | 439.09 | 61.313 | 57.585 | Lab-Ovh
22092205 | Raw,O-Ring,Buna 70, 2-205 | 8695 | 0 | 0.021 | 0.021
15190004 | Raw,Nylon-Insert Locknut, 10-24 Thread Size,SS18-8 | 9939 | 0 | 0.0008 | 0.00083
871PH-1F3A-3-50 | ELEC,871PH-1F3A-3,50FT CABLE LENGTH | 0 | 558.42 | 301.04 | 350.206 | Lab-Ovh
OR126 | Raw,O-Ring, Sensorex Face Seal for PG170 packing gland | 26 | 0 | 3 | 3
OR130 | Raw,O-Ring,Sensorex Internal for PG170 packing gland | 27 | 0 | 3 | 3
875PH-A3U-C | PH/ORP/ISE ANALYZER,120VAC,SURFACE,UL,HART | 0 | 449.83 | 145.066 | 610.541 | Lab-Ovh
RET162 | Raw,Ring,Retaining for Sensorex Assembly | 46 | 0 | 8.5 | 8.5
CL131 | Raw,Seal, Compression w/insertion tube clamp for Sensorex | 37 | 0 | 15.65 | 15.65
NUT121 | Raw,Nut,Compression, for Sensorex assembly | 37 | 0 | 5.5 | 5.5
1010980 | Raw,LAKS conducitvity molded housing,remachined,REV002 | 622 | 0 | 4.41 | 1.5413
5990-60 | Elec,Ref,Mono,SJ,#5771423-003D,12x110mm,Refill | 2 | 30.43 | 16.866 | 16.866 | Lab-Ovh
M01-010-084 | Sub,Housing,CPVC Grey,0.472"ODx3.346"L#REF1P-04-01 | 4 | 0 | 3.962 | 3.884 | Lab-Ovh
M02-010-026 | Sub,Cap,CPVC Grey,0.472"ODx1.037"L#REF1P-04-02 | 18 | 0 | 3.031 | 2.912 | Lab-Ovh
M09-010-068 | Sub,J Base,CPVC Grey,0.413"ODx0.177"L#REF1P-04-03 | 16 | 0 | 4.439 | 4.327 | Lab-Ovh
M26-017-013 | Sub,Junction,Porous Teflon,0.405"ODx0.236"L#REF1P-04-04 | 14 | 0 | 9.785 | 9.534 | Lab-Ovh
M36-011-001 | Sub,Disk,PVC Grey,0.297"ODx0.115"L Bushing#AMORP-04-01 | 15 | 0 | 1.476 | 1.409 | Lab-Ovh
M01-007-006 | Sub,CT Housing,Blk ABS,0.709"ODx6.378"L#CTPSA-04-01 | 58 | 0 | 41.04 | 41.04 | Lab-Ovh
MK7K-16 | Holder,MK7-K KYNAR,16",6"insert w/ball valve and fittings,SZ | 0 | 3616.41 | 1343.449 | 1343.449 | Lab-Ovh
15000971 | Raw,soaking sponge, from APAC#4413A009 | 0 | 0 | 0.04 | 0.05
PH12-BP12S-FN | Elec,pH/ORP Combo,12MM,HTDome/PT,PEEK,120MM,PT1K,SM Conn,FM | 1 | 752.71 | 579.953 | 496.086 | Lab-Ovh
C2-025-UP | Sub,Cable,HB,C2,25 Feet,See Notes | 0 | 0 | 18.657 | 18.657 | Lab-Ovh
871CR-B2M1B1B1 | CT R-SENSOR,0.1,PVDF,MONEL,3/4"NPT PVDF,PT1K,20FT HT CABLE, | 0 | 945.91 | 864.399 | 707.981 | Lab-Ovh
C35E170-X06H | Elec,Cond,K=0.01,tb3/4x3/4"gland,316SS/Peek,PT1K,16" | 0 | 0 | 161.438 | 0 | Lab-Ovh
C35E470-10H | Elec.Cond,K=1.0,316SS,Teflon Insulator,PT1K,7"Ins,10FT | 0 | 0 | 139.693 | 0 | Lab-Ovh
871FT-4C3D2T | ELEC,FT CT,IND-LOW,1/2",316SS,PEEK,PIPE,PT100 | 0 | 3099.16 | 3131.591 | 2504.212 | Lab-Ovh
BS805JE | BUSHING,PLASTIC,1-1/2NPT | 0 | 286.53 | 83.008 | 78.953 | Lab-Ovh
M17-019-005 | Sub,Pin,Titanium,Conductivity K=1.0 For C621&C527 | 12 | 0 | 8.304 | 4.375 | Lab-Ovh
CU01502-003B | Elec,Copper,DJ,12mmX110mm,Refill,Glass body | 4 | 547.68 | 65.364 | 63.517 | PROX Lab
M17-019-004 | Sub,Pin,Titanium,Conductivity K=0.1 For C621&C527 | 8 | 0 | 6.798 | 24.278 | Lab-Ovh
31117339 | ELECTRODE NICKEL 0.144" ID | 0 | 0 | 0 | 0
RCAB-SEMI | Raw,Residual chlorine Module,no MEM-CAP,for RCAB-MODULE | 50 | 0 | 96.9681 | 89.4297
M10-003-029 | Sub,Nut,SS316,Cond,3/4" NPT,for .667"OD,4973 Style,K=10 | 4 | 0 | 14.073 | 14.988 | Lab-Ovh
042289 | Elec,Reference,SJ,#6571438-X12T,6x37mm | 0 | 0 | 1.032 | 0.487
44009012 | Raw,Sleeve,Electrode AWE logo, 9" | 2076 | 0 | 0.35 | 0.35
M07-059-001 | Sub,ISEGuard Body,re-worked bottle 450430,ASA5P-04-05 | 0 | 0 | 3.029 | 2.798 | Lab-Ovh
M01-027-010 | Sub,Sonde Base,Blk PVC,2.218"ODx0.9"L#SMIMP-04-01 | 7 | 0 | 595.4 | 595.4
M01-027-011 | Sub,Sonde Housing,BLK PVC,2.35"ODx7"L#SMIMP-04-02 | 7 | 0 | 348.4 | 348.4
5662-16 | Elec,pH,X-BD,DJ,#S573701-210-DL,210mm"A" Length | 0 | 157.78 | 40.648 | 36.655 | PROX Lab
M02-027-009 | Sub,Sonde End Cap,BLK PVC,2.35"ODx2.2"L#SMIMP-04-03 | 2 | 0 | 23.434 | 0 | Lab-Ovh
M14-003-001 | Sub,Sonde Guard,316SS,2.35"ODx5.395"L#SMIMP-04-04 | 7 | 0 | 597.3 | 597.3
ZD5724701 | Elec,pH,X-VD,DJ,Grnd.Jnt,Single Refill,18" Z | 0 | 81.06 | 35 | 35
M28-027-001 | Sub,Extension,Ref,Blk PVC,0.551"ODx1.941"L#SMIMP-04-05 | 50 | 0 | 33.2 | 33.2 | Lab-Ovh
M28-027-002 | Sub,Extension,ISE,Blk PVC,0.551"ODx4.071"L#SMIMP-04-06 | 35 | 0 | 38.24 | 38.24 | Lab-Ovh
77180198 | Raw,Connector, S7 plug DLG, Blue color | 490 | 0 | 5.56 | 5.56
M28-027-003 | Sub,Extension,pH,Blk PVC,0.531"ODx1.169"L#SMIMP-04-07 | 38 | 0 | 30.43 | 30.43 | Lab-Ovh
M07-001-026 | Sub,Tube,BlackKynar,58",VitonO-RingForMK7 KynarStd,1607201 | 0 | 0 | 114.437 | 0
SZ1025 | Elec,pH,X-5,SJ,#2733526-030T,12x115mm,Part# & Date Code | 4 | 27.97 | 25.935 | 16.162 | Lab-Ovh
2779092-010T | Elec,Double Plat,SJ,12X110mm,Glass Body, Sealed | 2 | 289.66 | 49.348 | 28.237
M07-010-037 | Sub,Tube,CPVC,Tube Spacer,52" Length | 0 | 0 | 18.017 | 0 | Lab-Ovh
871EC-TF3-3-30 | Elec,871EC-TF3-3,30FT CABEL LENGTH | 0 | 744.01 | 433.32 | 569.081 | Lab-Ovh
05291309 | Raw,Chem,Potassium Phosphate Monobasic,Anhydrous | 0 | 0 | 0.0338 | 0.0338
05290040 | Raw,Chem, Poly Vinyl Chloride, High Molecular | 0 | 0 | 4.89 | 4.89
M38-003-011-F05 | Sub,Flange, 316 S.S., Welded w/Fitting,2" #150,RF | 0 | 0 | 389.122 | 0
M38-003-011-F06 | Sub,Flange, 316 S.S., Welded w/Fitting,2" #300,RF | 0 | 0 | 406.427 | 0
M38-003-011-F07 | Sub,Flange, 316 S.S., Welded w/Fitting,3" #150,RF | 0 | 0 | 454.157 | 0
MK7K-18 | Holder,MK7-K KYNAR,18",8"insert w/ball valve and fittings,SZ | 0 | 0 | 1382.2 | 0 | Lab-Ovh
MK7K-22 | Holder,MK7-K KYNAR,22",12"insertw/ball valve and fittings,SZ | 0 | 3784.19 | 1370.156 | 1333.17 | Lab-Ovh
MK7K-28 | Holder,MK7-K KYNAR,28",18"insertw/ball valve and fittings,SZ | 0 | 3727.5 | 1403.363 | 0 | Lab-Ovh
MK7K-36 | Holder,MK7-K KYNAR,36",26"insertw/ball valve and fittings,SZ | 0 | 3579.36 | 1463.798 | 0 | Lab-Ovh
AP-NA49000S7110 | Elec,Sodium,Mono,12x110mm,Glass body,#NA71501H-S7 | 0 | 0 | 5.107 | 6.483
AP-RF40240-S7 | Elec,Ref,DJ,12x110mm,NH4Cl,Sealed | 0 | 0 | 33.2 | 33.2
AP-RF40S40-S7 | Elec,Ref,DJ,12x108mm,NH4Cl,Side Arm Refill | 0 | 0 | 68 | 68
MK7H-183K | Holder,MK7-H HAST-C,18",6"insert w/flush port&3pc BV,Simriz | 0 | 17371.2 | 6193.051 | 7258.465 | Lab-Ovh
MK7H-223K | Holder,MK7-H HAST-C,22",10"insert w/flush port&3pc BV,Simriz | 0 | 17530.94 | 6271.346 | 7366.261 | Lab-Ovh
44000016 | PNS,Sticker,Red Round,1/2"dia | 0 | 0.00987 | 0.0152 | 0.01515
44000017 | PNS,Sticker,Blue Round,1/2"dia | 0 | 0.00987 | 0.00697 | 0.0104
C621H-2-1-1 | Elec,Conductivity,K=1.0,SS,NEMA,PT100,1/2"MNPT | 0 | 490.4 | 182.2 | 56.5
871EC-BW0-7 | Elec,CT,Large Bore PEEK,PT100,WIDE RANGE,20FT,MALE CONN | 0 | 582.03 | 521 | 423.298 | Lab-Ovh
00070112 | Raw,Glass,Pyrex Square 14mm x 1mm wall | 4.198 | 0 | 53.5 | 53.5
871EC-TF7-3C | Elec,CT,FFKM,316SS,TRI-CLAMP,Cable PER S.O,CHEM | 0 | 0 | 641.867 | 0
A-1PKB-10H | Elec,pH,TB567,X-VD,DJ,SPR,PT100,Peek/Simriz,O-R's | 1 | 527.91 | 127.381 | 11.092 | PROX Lab
871EC-TF7-3C-60 | ELEC,871EC-TF7-3C,60FT CABLE LENGTH | 0 | 967.9 | 809.183 | 0 | Lab-Ovh
V-8000-20B | Elec,pH,X-VD,DJ,1/2" Housing,SPR | 0 | 239.33 | 27.026 | 8.787 | PROX Lab
871CR-A1T1A1L3S | CT R-SENSOR,0.1,CPVC,TI,4"INS,3/4"NPT CPVC,PT1K,CONN,NIST | 0 | 633.12 | 442.408 | 461.239 | Lab-Ovh
873EC-ATPFGZ-7 | ELECTRODELESS CT ANALYZER | 0 | 330.63 | 154.11 | 452.546 | Lab-Ovh
35802-08 | Elec,Calcium,#CAL1503-003B,Spring loaded | 2 | 172.3 | 21.85 | 0
482017 | Raw,SS316 TC Housing, 4mmOD x140mmL | 0 | 0 | 2.6313 | 1.79
35802-62 | Solu,Kit,Chloride,#CL0003K,INCD:ISA,REF,Syringe | 0 | 31.67 | 6.428 | 6.459
OSP-WELD-11 | Outside Processing Welding $140 | 0 | 0 | 140 | 140
S-CLS2Q-01 | Sub,ISE,Body/Cap,Clr Epoxy,Refill,SI Analytics#CLS2Q-06-06 | 10 | 0 | 18.416 | 17.285
450090-0006 | Sub,Valve Ext,blk ABS,3.8"L,UpperStep ID0.28",FLS2Q-04-03-R | 0 | 0 | 0.039 | 0.555
S-CA11L-01 | Sub,ISE,Body/Cap,Blk Epoxy,SI Analytics#CA11L-06-06 | 0 | 0 | 19.252 | 15.73
C91-M01-TC | Sub,Cable,CE,1M,5 wires,Tinned Leads | 0 | 0 | 5.263 | 0 | Lab-Ovh
CX6-M02-XX2 | Sub 6-wire cable 99039545,Female 6X-Lok cable,2M, for 0-5V | 0 | 0 | 23.229 | 0 | Lab-Ovh
CX6-M02-XX3 | Sub 6-wire cable 99039545,Female 6X-Lok cable,2M, for 4-20MA | 0 | 0 | 19.603 | 0
CCDDCTQD34S00 | Elec,Cond,K=10,Graphite,3/4"NPT,8550,VP Conn | 0 | 275 | 113.804 | 113.804
05297709 | Raw,Chem, CDTA 500gr bottle | 0 | 0 | 1.19 | 1.19
450362-0007 | Sub,B9,Membrane Housing,Solid States,Blk ABS#CLB9A-04-02-R | 26 | 0 | 0.269 | 0.269
230003 | TC, RTD, 100OHM (PPG101JA).ROHS3 | 0 | 0 | 7.05 | 0
15303837 | Cap, White Polypro, closure w/spout | 49313 | 0 | 0.2058 | 0.14
230006 | SENSOR RTD 1KOHM 0.06% RADIAL (PPG102JA) | 0 | 0 | 7.05 | 0
873PH-BIWFGZ-7 | PH ANALYZER,220VAC,4-20MA,METAL PANEL MOUNT,FM,STORM DOOR | 0 | 293.13 | 124.006 | 476.755 | Lab-Ovh
35802-63 | Solu,Kit,Chloride,#CL0002K,INCD:ISA,Ref,Standard,syringe | 0 | 31.89 | 7.86 | 7.86
35802-88 | Solu,Kit,Potassium,#K00003K,Incl:ISA,REF,STD,Syringe | 0 | 0 | 5.805 | 12.65
ORP10-1N2A-2H | Elec,Dolphin,ORP,PT,PT1000,20FT HTCABLE,PIN LUGS | 0 | 380.34 | 278.434 | 363.452 | Lab-Ovh
873RS-AIWCNZ-7 | RESISTIVITY ANALYZER,120VAC,4-20MA,PANEL MOUNT,CSA,STORM | 0 | 336.04 | 141.88 | 152.1 | Lab-Ovh
871CC-D4-3-1M | ELEC,871CC-D4-3,1M cable length | 0 | 643.88 | 375.631 | 402.325 | Lab-Ovh
871EC-TF2-3V-23 | ELEC,871EC-TF2-3V,23FT cable length | 0 | 759.95 | 470.152 | 255.374 | Lab-Ovh
44D012 | Raw,Polypropylene Pipe,1/2" SCH 80, Black | 0 | 0 | 0 | 0
M07-047-001 | Sub,Inner Body,0.675"/0.625"ODx4.25"L,Blk Polypropelene | 0 | 0 | 3.945 | 0
DOGB-0001-M29.5 | Elec,ODO,Ryton,Replaceable module,30K,WP,29.5M,Digital RS485 | 0 | 414 | 151.946 | 0
PCVR100-SP-M10 | Elec,pH,XVF,DJ,3/4"MNPTRyton,PTFE,Sol(Plat)PT100#V-A120B-33H | 3 | 167.57 | 77.824 | 74.813 | PROX Lab
C13-M10-HA | Sub,Cable,HA,C13,10 Meter,Connector:77280014,Cable:99030241 | 0 | 0 | 28.524 | 28.574
SI1I11B7-125 | Sub,stem,pH,ASG VII,Dome,0.195"x4.9"L#HF61S-02-01 | 0 | 0 | 0.013 | 0
310058 | Raw,Chem,LITHIUM CARBONATE,99% assy | 0 | 0 | 0.1586 | 0.1586
311172 | Raw,Cust, DPD Free Chlorine Reagent Powder Pillow 25mL | 6 | 0 | 1.142 | 28.55
871PH-3F1A3BT15 | ELEC,871PH-3F1A-3BT,15FT cable length | 0 | 671.66 | 423.599 | 429.172 | Lab-Ovh
6000-130/M-M060 | Acce,Cable,60M Extension Wire Cable For 870PH,871EC | 0 | 551.5 | 386.043 | 157.572 | Lab-Ovh
1322020 | Raw,ORP tube,0.195"ODx8"L,gold disc 3mm,RHGAP-01-01 | 14387 | 0 | 20.7571 | 10.3782
MK7H-18RK-F02 | MK7H-18RK,1" 300lb. Raised face Flange | 0 | 9800.19 | 3100.743 | 0 | Lab-Ovh
S-ISE-GUARD | Sub,Re-work Bottle 450427,w/cup&O-rings 11012x15,ASA5P-06-10 | 15 | 0 | 3.33 | 3.069
MK7H-283K | Holder,MK7-H HAST-C,28",16"insert w/flush port&3pc BV,Simriz | 0 | 17546.73 | 6411.087 | 0 | Lab-Ovh
M38-003-011-F08 | Sub,Flange, 316 S.S., Welded w/Fitting,3" #300,RF | 0 | 0 | 570.596 | 0
99039545 | Raw,Amphenol,Straight Female 6 way X-Lok cable, 2M,untermina | 256 | 0 | 17.66 | 12.03
89020 | Elec,Platinum,DJ,#1929857S-010T,3/4"NPT,CPVC,Tuff Tip | 10 | 86.23 | 21.754 | 8.512
89023 | Elec,Temp Comp,#1052702-005TV10,PT1K,316L SS,1/4" MNPT | 0 | 0 | 15.75 | 15.75
5662-44 | Elec,pH,XVBD,#S773791-DL,KNO3 fill,Autoclavable | 1 | 103.53 | 42.735 | 40.313 | PROX Lab
5662-48 | Micro Flow-Thru Glass T,800UL,peco#1071003,3mm Hose Connectn | 0 | 143.02 | 38.478 | 38.492
5983-21 | Acce,Adapter,Converts BNC plug to Metrohm,#8001053,F/BNC to | 0 | 76.48 | 35.217 | 35.739 | Lab-Ovh
5983-25 | Acce,Adapter,US standard to BNC,peco#8001042 | 0 | 19.62 | 3.746 | 3.746
5992-01 | Acce,Cable,Extension,M/BNC to F/BNC,99001048-010B,L/N | 0 | 20.5 | 5.5 | 5.496 | Lab-Ovh
5993-10 | Elec,pH,XVBD,SJ,#192B537-010B,3/4"MNPT CPVC | 2 | 76.28 | 32.017 | 32.017 | PROX Lab
77283004 | Raw,Connector,X-Lok,Amphenol,Male 6P,5/8-24UNS,Gold Sldr Cup | 129 | 0 | 3.5 | 3.5
00047412 | Raw,Tube,Hast-C,For 6" INSERTION | 5 | 0 | 443.72 | 443.72
5743700-005B | Elec,pH,X-2D,Delrin Body | 0 | 0 | 58.5 | 58.5
00047413 | Raw,Tube,Hast-C,For 10" INSERTION | 0 | 0 | 532.46 | 532.46
00047414 | Raw,Tube,Hast-C,For 16" INSERTION | 3 | 0 | 638.96 | 638.96
77020028 | Raw,Connector, 8 pin din (Philmore)Female Eutech style | 1602 | 0 | 3 | 3
77020703 | Raw,Connector,Pin Tip Jack with cover,.080"dia straight pin | 1540 | 0 | 1.03 | 1.03
63-0069 | Temp,1/4"MNPT SS,PT1K,#1052702-10TV10 | 3 | 52.53 | 21.375 | 20.758 | Lab-Ovh
V-7000-10B | Elec,pH,X-VD,DJ,12x115mm,Frit,Fixed Grd,RFV | 2 | 267.85 | 11.706 | 11.706
00047415 | Raw,Tube,Hast-C,For 24" INSERTION | 4 | 0 | 766.75 | 766.75
00047416 | Raw,Tube,Hast-C,For 34" INSERTION | 5 | 0 | 1013.1 | 1013.1
00379632 | Raw,Cap,Black Nylon,0.478"IDx1.4"L,for Grid Strain Relief | 0 | 0 | 0 | 0
27007-34 | Acce,Cable,Amplifier built in,VLPC#99001078EB-100BT,for T/C | 0 | 180 | 116.286 | 102.203
00379631 | Raw,Cap,Black Nylon,0.472"IDx1.15"L,for Grid Strain Relief | 0 | 0 | 0 | 0
220158 | Conn,Mini Male BNC for safedip (ZXA-J) 919-386P-51S | 3 | 0 | 3.24 | 3.24
93X219025 | Elec,Cond.,K=1.0,13-620-155,Glass Body | 0 | 80.8 | 66.695 | 33.271 | Lab-Ovh
220159 | Conn, Mini Female BNC for safedip (ZXA-K) 133-3303-001 | 10 | 0 | 7.63 | 7.63
C32-X04-BBS | Cable,RG174,w/mini Male BNC (220158),3.5"L#SMIMP-05-01 | 0 | 0 | 3.682 | 3.682 | Lab-Ovh
C98-020-RJ | Cable,10-wire cable,20F,RJ45 (2X),XHP-2 conn#SMIMP-06-10 | 0 | 0 | 1177.216 | 2.369 | Lab-Ovh
S-REF-EXT | Sub,Sonde Extention Assy for Ref module#SMIMP-06-01 | 0 | 0 | 55.449 | 55.389 | Lab-Ovh
A-3001-16H | Elec,pH,TB557,XVD,SPR,3Kohm,Kynar/Viton | 0 | 355.84 | 63.217 | 68.158
S-ISE-EXT | Sub,Sonde Extention Assy for ISE module#SMIMP-06-02 | 2 | 0 | 61.082 | 23.248 | Lab-Ovh
V-310B-20H-96 | Elec,pH,MKIA,X-VD,DJ,SPR,PT100,Kynar/Viton,Rem Grd | 0 | 588.83 | 208.355 | 194.212 | PROX Lab
27018-03 | Elec,pH,X-BD,Plat(Sol)#H721P2V123T10EBT,Notched Teflon | 0 | 144.51 | 58.929 | 50.647 | PROX Lab
S-PH-EXT | Sub,Sonde Extention Assy for pH module#SMIMP-06-03 | 0 | 0 | 50.674 | 55.353 | Lab-Ovh
35803-52 | Solu,ISA,#I4KCL00,4M KCl | 0 | 16.62 | 2.162 | 2.162
C2-010-UP | Sub,Cable,HB,C2,10 Feet,See Notes | 0 | 0 | 8.981 | 7.931 | Lab-Ovh
5779601W-003B | Elec,Platinum,SJ,12x110mm,Refill,0.202"internal,Ceramic wick | 0 | 0 | 22.097 | 0
7593A5DNV | Sub,Plat,SJ,12x120mmL,Refill,0.202" Intenal,one Ceramic wick | 0 | 0 | 15.616 | 0
C1-003-TC | Sub,Cable,C1,3 Feet,Cable:99030028,Strip & tin | 0 | 0 | 2.718 | 3.126 | Lab-Ovh
15090976 | PNS,Grease, Dow Corning High Vacuum 5.3 OZ tube | 0 | 0 | 19.72 | 19.72
22320711 | Raw,Strain Relief, White Color .117"(+/-) .002"ID for RG174 | 2500 | 0 | 0.204 | 0.204
33370482 | Raw,Cap,Nylon,Black,Molded,0.482"IDx1.15"L | 1140 | 0 | 0.65 | 0.65
22320705 | Raw,Strain Relief, Blue(285C) Color.200"+/- .002"ID for 5mm | 1500 | 0 | 0.4739 | 0.4739
22092216 | Raw,Grommet,Buna70,7/16"ODx7/32"IDx3/16"thk,1/16"groove | 1035 | 0 | 0.42 | 0.42
PHG1GT207SS0 | Elec,pH,X5,DJ,8550,3/4" Kynarw/Guard,LCJ,GND,20H,SStag | 0 | 150.96 | 75.242 | 72.661 | Lab-Ovh
A02.30020 | Raw,Red Rod Tube 2.3mm OD x .95mm Long(Customer Property) | 10 | 0 | 0 | 0
16105119 | MRO,Abrasives,Sandpaper,Disc 8''180 Grit, Adhesive Back | 0 | 0 | 0.96 | 0.96
33030013 | Raw,Tubing, Heat Shrink 3/8"Clear, Non-Adhesive | 200 | 0 | 1.18 | 1.18
2010281 | Preamp, Round remote for Rosemount 2081pH, 3081pH, | 0 | 247.64 | 97 | 97
MK7H-363K | Holder,MK7-H HAST-C,36",24"insert w/flush port&3pc BV,Simriz | 0 | 18277.85 | 6597.982 | 0 | Lab-Ovh
33749 | Solu,Chloride,Ionic Strength Adjustor,#CL0IS01,475mL | 0 | 27.26 | 2.162 | 2.162
MK7H-463K | Holder,MK7-H HAST-C,46",34"Insert w/Flush Port&3pc BV,Simriz | 0 | 19039.42 | 6907.748 | 0 | Lab-Ovh
MK7H-18RK | Holder,MK7-H HAST-C,18",15"insert,NO flush port&ball valve,K | 0 | 5856.96 | 2171.908 | 2208.556 | Lab-Ovh
00198600 | RAW,SS316,SEAMLESS PIPE 2",SCH40 | 35 | 0 | 35 | 35
00198601 | RAW, BLK PVC,UV-resistant,2" PIPE,SCH80 | 20 | 0 | 33.25 | 133.35
00220125 | RAW,BARSTOCK,BLK PVC,2.5"OD | 10 | 0 | 24.9 | 24.9
77180201 | Raw,MCX Connector Plug, Male Pin 50Ohm Free Hanging (In-Linp | 13 | 0 | 3.609 | 3.609
PH7V520-3B | Elec,pH,X-V,SJ,12x110mm,Epoxy,Calomel Ref,Guard,Refillable | 0 | 0 | 8.219 | 1.021
77020036 | Raw,CONN Socket Contact 22-26AWG CRIMP TIN,SXH-001T-P0.6N | 16 | 0 | 0.0464 | 0.05
77020038 | Raw,4 Rectangular Connectors - Housings Receptacle Natural ) | 34 | 0 | 0.0676 | 0.07
MT-003-TC | Elec,Cond,K=1.0,Plat Foil,6mmx110mm,Glass,30KTC,6mini din Sp | 0 | 0 | 95 | 95
22072111 | Raw,O-Ring,EPDM 2-111, Black 70 Duro | 1612 | 0 | 0.08 | 0.08
44006218 | Raw,Box, Plain White Mailer Private Label,6-1/8"x2-1/8"x10-1 | 220 | 0 | 0.32 | 0.32
77025046 | Raw,2 Rectangular Connectors - Housings Receptacle Natural ) | 5 | 0 | 0.1 | 0.1
1110476X2.4 | RAW,O-RING,BN70,47.6X2.4mm | 47 | 0 | 0.156 | 0
17281525 | RAW,Cable gland, Wiska: 10066123 | 49 | 0 | 0.824 | 8.31
00284213 | RAW, Sealing Insert,Cable Grand, Wiska: 10060768 | 25 | 0 | 0.57 | 0.57
00284214 | RAW,7310K53_Plastic Submersible Cord Grip | 3 | 0 | 5.47 | 5.47
22095102 | Raw,O-Ring,Buna 70, 5-102 | 1837 | 0.49 | 0.46 | 0.46
33200024 | Raw,Tubing,Teflon #24 Thin wall PTFE | 3800 | 0 | 0.105 | 0.105
AMPS-A504 | ELEC,Sonde,2.85"OD,PVC,5P,CT/PH/ORP/MG/CA,10M,RS485 output | 0 | 4525 | 1273.2 | 0 | Lab-Ovh
00050414 | Raw,Tubing,Epoxy, Black, 0.476"OD x 0.414"ID | 0 | 0 | 4.14 | 4.14
00222723 | RAW,BARSTOCK,DARK GREY PVC,2.75"OD | 15 | 0 | 16.63 | 16.63
00222724 | RAW,BARSTOCK,DARK GREY PVC,3.00"OD | 0 | 0 | 0 | 0
2010456S-20 | Acce,Cable,4 Pin DL to Hanked,20' Length,L/N &2Conductor,S=Z | 0 | 209.62 | 24.813 | 24.813 | Lab-Ovh
00190062 | RAW,SS316,SEAMLESS PIPE 2 1/2",SCH40 | 10 | 0 | 60 | 60
00222722 | RAW, DARK GREY PVC, 2 1/2" PIPE,SCH 40 | 0 | 0 | 0 | 0
M31-044-001 | Sub,Ring,Brass,.96"ODx.6"IDx.016"THK,Nickel Plated,forFBNC | 94 | 0 | 0 | 0
M05-010-016 | Sub,Cap Plug,CPVC,1.05"ODx0.68"L,forFBNC,SX2716 | 9 | 0 | 0.686 | 0
44151210 | PNS,Box,Shipping 15x12x10"Corrugated Single Wall | 0 | 0.9 | 1.04 | 1.04
H280 | Elec,pH,X-2F,DJ,#V-BV100-10B,3/4"MNPT,Cer Tuff Tip | 0 | 0 | 6 | 6
00284216 | Raw,PD filter,square,6x6x1mm,BP465-110nm (YinXing). | 162 | 0 | 4 | 4
77030003 | RAW, PCB Assembly, Safedip Pro, Main Board | 0 | 0 | 0 | 0
77030004 | RAW, PCB Assembly, Safedip Pro, Probe Board | 0 | 0 | 0 | 0
00284217 | Raw,Dichroic lens, 9x9x1mm, DM405 (Optolong) | 60 | 0 | 7 | 7
00284218 | Raw,LED filter,square,6x6x1mm, BP585/25nm (LANO) | 155 | 0 | 12.85 | 12.85
00284219 | Raw,PD filter,square,6x6x1mm, NP640/18nm (Nantong Yinxing) | 343 | 0 | 4 | 4
00284210 | Raw,Dichroic Mirror, 9x9x1mm, DM610 (LANO) | 363 | 0 | 12.0393 | 8.19
00284211 | Raw,LED,TH-R600J500M-5 (Tianhui) | 144 | 0 | 0.85 | 0.85
33200028 | Raw,Tubing,Teflon,#28 Thin wall PTFE | 2103.732 | 0 | 0.13 | 0.13
44002161 | MRO,Toilet Paper, Office | 0 | 0 | 52.95 | 52.95
44000871 | MRO,Paper Towels, Kitchen Towels | 0 | 0 | 30 | 30
15002160 | MRO,Kleenex | 0 | 0.961 | 0.89 | 0.88833
44030005 | MRO,Office Trash Bag, 38''x63'' Clear,2.7 mil,50 per roll | 1 | 0 | 27.82 | 40.545
99035880 | Raw,Black 22 AWG Jumper wire Lead Socket to Socket Tin 8.00" | 10 | 0 | 0.627 | 0.627
14050162 | PNS,Silicone, RTV 162, 10.3 OZ Size Tube | 1 | 0 | 32.03 | 32.03
11252508 | Raw,Band,Platinum, 99.99%, .246"ODx.234"IDx.006"W x.100"H | 2896 | 0 | 13.25 | 14.1245
MK7H-22RK | Holder,MK7-H HAST-C,22",19"insert,NO flush port&ball valve,K | 0 | 6031.25 | 2250.204 | 2274.518 | Lab-Ovh
M06-003-028 | Sub,Fitting,SS316L,1"x3/4" MPT,for 1/2" Tubing,4973 Style | 23 | 0 | 35.142 | 35.063 | Lab-Ovh
00190006 | Raw,Screw,SS, 6-32 x 1/4" Pan Phillips MS | 121 | 0 | 0.02 | 0.02
00190007 | Raw,Washer,#6 Split Lock SS | 187 | 0 | 0.01 | 0.01
35802-18 | Elec,Fluoride,#F001503-003B,Spring Loaded | 0 | 148.12 | 50.402 | 56.311 | PROX Lab
35802-68 | Solu,Kit,Fluoride,#F00003K | 0 | 31.89 | 11.303 | 11.608
110656 | Elec,Temperature,PT100,4pin Lemo,#5451001-003W12 | 0 | 0 | 41.741 | 0
M06-003-029 | Sub,Fitting,SS316L,1"x1" MPT,for 1/2" Tubing,4905 Style | 9 | 0 | 35.142 | 0 | Lab-Ovh
PHE-5411-10 | Elec,pH,X-2,DJ,#1963778-010B,1/2"MNPT Kynar | 0 | 0 | 19.86 | 6.891
1061013 | Electrode holder, Kynar,w/guard,1/2"npt in-line rebuildable | 0 | 0 | 22 | 22
C96-M01-TC | Sub,Cable,6C:200155-WP,1M,ODO,See DWG#C96-05-01 | 0 | 0 | 3.048 | 0
577V701W-003B | Elec,pH,X-V,DJ,12mmX110mm,1 Wick,Refillable | 10 | 0 | 7.931 | 7.931
C96-M02-TC | Sub,Cable,6C:200155-WP,2M,ODO,See DWG#C96-05-01 | 0 | 0 | 8.96 | 8.96 | Lab-Ovh
F001503-003B | Elec,Fluoride,SJ,12mmx110mm,Spring loaded,Epoxy Body | 0 | 614.5 | 45.305 | 34.05 | PROX Lab
44005683 | PNS,Twist Tie, White color, 7000 ft. spool | 0 | 0 | 89 | 89
44005684 | PNS,Twist Tie, Brown color, 2000 ft spool | 2 | 0 | 79.46 | 79.46
99221110 | Raw,Cable,4 Pair 23 AWG Power - 2 Cond 18 AWG,TCS-10003-LH | 60 | 0 | 50 | 50
9210008 | Solu,Electrode Storage KCL/4 pH, 475 ml | 0 | 50.39 | 2.162 | 2.118
33220251 | Raw,Tubing,Heat Shrink 1/4"Black,No Adhesive,4 ft lengths | 219.716 | 0 | 0.295 | 0.295
MK7H-28RK | Holder,MK7-H HAST-C,28",25"insert,NO flush port&ball valve,K | 0 | 6206.23 | 2389.946 | 2389.946 | Lab-Ovh
MK7H-36RK | Holder,MK7-H HAST-C,36",33"insert,NO flush port&ball valve,K | 0 | 6631.69 | 2576.841 | 2621.267 | Lab-Ovh
MK7H-46RK | Holder,MK7-H HAST-C,46",43"insert,NO flush port&ball valve,K | 0 | 7414.94 | 2886.605 | 0 | Lab-Ovh
603STPH | Elec,pH,X5,SJ,Epoxy,1/2"MNPT Kynar,#1933527-010B | 1 | 69.57 | 16.556 | 1.881 | PROX Lab
17281527 | Raw,bottle,Soaker/Cap/greyGmt,0.5oz Wht,w/Label,for 10mm | 1690 | 0 | 0.21663 | 0.19
44181810-DW | PNS,Box 18Lx18Wx10H DoubleWall,for 871EC Large Cable | 0 | 0 | 5.18 | 5.87
RC67-A0201 | Elec,RC,Total,3-wire,3F cable,output 4-20mA,T,0-2ppm | 0 | 400 | 176.192 | 0
00410003 | Raw,Barstock, Clear Acrylic 2" Dia | 2 | 0 | 25 | 25
M01-023-017 | Sub,Body,Epoxy Tube,Gray,0.475"ODx4.415"L,FL44J-04-05 | 21 | 0 | 3.699 | 3.699 | Lab-Ovh
M01-023-018 | Sub,Body,Epoxy Tube,Gray,.47"x4.82"L,Solid State#CLY4J-04-03 | 15 | 0 | 2.49 | 0
BS809ER | Reducing Hex Nipple,Ti, Grade 2,1" x 3/4" - NPT threaded | 0 | 694.05 | 198.3 | 0
BS811HW-090FT | ACCE,Extension cable - Preamp Sensor; 90FT | 0 | 355.51 | 102.291 | 101.574 | Lab-Ovh
BS811HW-070FT | ACCE,Extension cable - Preamp Sensor; 70FT | 0 | 287.13 | 82.755 | 82.038 | Lab-Ovh
15300040 | Bottle, 4 oz, WM HPDE, w/cap (125 mil bottle) | 2969 | 0 | 0.82518 | 0.82518
9001092-010T | Acce,Cable,Detachable lead, Oxy, 5 wire cbl,4 cond. receptac | 0 | 0 | 15.198 | 13.0514
15300160 | Raw,Plastic Bottle, 16oz NM HDPE w/cap | 1267 | 0 | 1.4379 | 1.44
15300020 | Bottle, 2oz WM HDPE w/cap,(60 mil) | 854 | 0 | 0.6639 | 0.6639
1ST3214.5D | Elec,Cond,Toroidal,10mS,Digital,1 1/2"MNPT CPVC,no cable | 0 | 0 | 152.508 | 149.829 | Lab-Ovh
873RS-BTWFGZ-7 | RESISTIVITY ANALYZER,220VAC,0-10VDC,PANEL MOUNT,FM,ST | 0 | 313.81 | 141.003 | 590.286 | Lab-Ovh
871FT-4F2D3C-CP | ELEC,FT CT,IND-LOW,1-1/2",HAST,PEEK,ANSI150,CAL CABLE,CHEM | 0 | 4586.62 | 4327.027 | 3876.716 | Lab-Ovh
93X219043 | Elec,Cond.,K=10.0,Plat.#EC620162,#13-620-162 | 0 | 0 | 56.53 | 44.032 | Lab-Ovh
9044-10B | Elec,pH,DJ,XVD,12x110mm,#V-0000-10B | 3 | 78.01 | 9.246 | 10.478
35803-03 | Solu,Bromide,Activity Standard,Bromide,1000ppM,#BR0AS02 | 0 | 0 | 2.162 | 6.43
1602203 | Raw,Tee, Kynar 1" Schedule 80 threaded FNPT(red color) | 2 | 504.75 | 110.11 | 110.11
871EC-SP034V10M | ELEC,871EC-SP0-34V,10M CABLE LENGTH | 0 | 273.97 | 185.67 | 178.565 | Lab-Ovh
871EC-PP7-34 | Elec,CT,Small Bore PP,316SS,TRI-CLAMP,Cable PER S.O | 0 | 0 | 315.524 | 0 | Lab-Ovh
871EC-PP7-34-60 | ELEC,871EC-PP7-34,60FT CABLE LENGTH | 0 | 511.15 | 315.524 | 373.948 | Lab-Ovh
PHE-2114 | Elec,Cmb pH, SJ,X-2,Refillable,P# 5773504-003b,12mmx110mm | 1 | 53.15 | 22.743 | 21.465 | PROX Lab
PHE-6351-10-NB | Elec,Cmb pH, SJ, GX-2,P#3983501NB-010B,3'ABS pipe | 4 | 0 | 38.75 | 38.75
SD-HCRP | Solu, ODO Hydrocarbon Resistant Patch Coating Solution | 0 | 0 | 2.83 | 0
5733928-003B | Elec,pH,SJ,X-5,12mmX115mm,sealed calomel reference | 17 | 151.21 | 9.68 | 4.047
A201B-COND-0 | Analyzer,VLC,StratosPro,Class1Div2,Conductivity,2Wir | 20 | 0 | 2105 | 2105
A201B-CONDI-0 | Analyzer,VLC,StratosPro,Class1Div2,InductiveConduct, | 0 | 0 | 2105 | 0
A201B-PH-0 | Analyzer,VLC,StratosPro,Class1Div2,Analog,pH/ORP,2Wi | 3 | 0 | 2105 | 2105
A201X-COND-0 | Analyzer,VLC,StratosPro,Class1Div1,Cond,pH/ORP,2Wire | 0 | 0 | 1841 | 0
A201X-PH-0 | Analyzer,VLC,StratosPro,Class1Div1,Analog,pH/ORP,2Wi | 4 | 0 | 2269 | 2269
A401B-COND/0 | Analyzer,VLC,StratosPro,Class1Div2,Conductivity,4W | 0 | 0 | 1976 | 1976
A401B-CONDI/0 | Analyzer,VLC,StratosPro,Class1Div2,InductiveConduc | 0 | 0 | 1976 | 0
5663-42 | Acce,Cable,Detachable lead, Oxy, P#9001091-010T,low noise co | 0 | 28.63 | 18.788 | 12.705
ATT-PH | Elec,pH,ABS BK,ASGVIII,DJ,Red Cap w/Print#H054-SP001 | 0 | 35.7 | 14.4143 | 14.4179
ATT-ORP | Elec,ORP,ABS BK,GD Disc,DJ,Blue Cap w/Print#R054-SP004 | 0 | 58.22 | 30.8 | 27.7506
EP485QBW0232MXX | Acce,Calibration Plug for 871EC | 0 | 220.97 | 104.709 | 110.041 | Lab-Ovh
15380060 | MRO,Syringe, Plastic B&D, 60ml, Luer-Lok | 0 | 0 | 0.68 | 0.6798
31117107 | ELECTRODE PLATINUM 0.144" ID | 0 | 0 | 0 | 0
13-620-186 | Elec,pH,FS5D,Mono,12mmX106mm Glass body,US Standard | 0 | 0 | 18.59 | 6.87
77000016 | Raw,Temperature Compensator PT 100 OHM for VLC | 6 | 0 | 6.788 | 6.79
PH2000-2S | Phastrac 2000 Assembly,2"Sanitary, Manual Retractable | 2 | 1725.25 | 144.269 | 144.269
77020011 | Raw,Connector,Female Pin for Molex 3 pos Housing | 185 | 0.06 | 0.06 | 0.06
14052741 | PNS,Epoxy, Black Color Resin, Stycast 2741, 12lb., 1 Gal. si | 0 | 0 | 162.33 | 162.33
14050015 | PNS,Epoxy, Black Color, Catalyst, 15LV, 8lb., 1 Gal. Size | 0 | 0 | 141.97 | 141.97
PHGGG0207S00 | Elec,ORP,Gold Disk,SJ,3/4"MPT Kynar wGuard,LCJ,Coax,20H | 0 | 202.27 | 133.813 | 73.815 | Lab-Ovh
1602202 | Raw,Tee, Kynar 3/4" Schedule 80 threaded FNPT(red color) | 4 | 253 | 68.82 | 68.82
S-DOL2-MULT1 | Sub,DOL2-MULT1,Rework Cap for AMPS-ODO#ASA5P-06-09 | 0 | 0 | 145.821 | 213.216
M01-011-054 | Sub,Sonde Base,Dark Grey,PVC,2.70"ODx0.9"L#ASA5P-04-01 | 0 | 0 | 0 | 0
M01-011-055 | Sub,Sonde Housing,Dark Grey PVC,2.85"ODx8"L#ASA5P--04-02 | 98 | 0 | 62.93 | 62.93
M02-011-011 | Sub,Sonde End Cap,Dark Grey PVC,2.85"ODx2.38"L#ASA5P-04-03 | 98 | 0 | 39.21 | 39.21 | Lab-Ovh
M14-003-002 | Sub,Sonde Guard,316SS,2.85"ODx6.00"L#ASA5P-04-04 | 10 | 0 | 182.14 | 182.14
C84-M10-XH | Sub,C84 (200015),10M,JST XHP-4#ASA5P-06-01 | 0 | 0 | 14.056 | 0
M01-011-056 | Sub,Sonde Base (ODO),Dark Grey,PVC,2.70"ODx0.9"L#ASA5P-14-01 | 10 | 0 | 45.64 | 45.64
56E61A2-34H-76 | Elec,pH,Antimony,DJ,3/4"MNPTKynar,Kynar Jnct,Self Clean,PT1K | 2 | 0 | 59.527 | 54.222
S-XISE2X-BTAX | Sub,Verinier cable cap assy with PCB#CLV5V-P6-01 | 64 | 0 | 10.462 | 10.462
13-620-155 | Elec,Cond,K=1.0,2 Plat band,12x90mm,Glass Body | 6 | 117.47 | 63.906 | 63.906 | Lab-Ovh
M41-018-001 | Sub,Ball valve HAST-C276,1"3pc,welded w/Insert&Flange | 0 | 0 | 4320.356 | 0 | Lab-Ovh
511142 | Elec,Ammonium,DJ,#NH41508-003B,Epoxy Body | 0 | 0 | 19.204 | 7.369
35802-31 | Elec,Nitrate,DJ,#NO31502-003B,12x110mm | 0 | 175.58 | 30.478 | 9.248 | PROX Lab
M41-003-002 | Sub,Ball valve 316SS,1"3pc,welded w/Insert&Flange | 0 | 0 | 240.88 | 0
15190005 | Raw,spring steel cotter pin,1"Long,#98335A034 | 74 | 0 | 0.0292 | 0.0292
PHGPG0207S00 | Elec,ORP,Pt Band,SJ,3/4"MPT Kynar wGuard,LCJ,Coax,20H | 1 | 149.76 | 56.251 | 56.251 | Lab-Ovh
PHGPG0507S00 | Elec,ORP,Pt Band,SJ,3/4"MPT Kynar wGuard,LCJ,Coax,50H | 2 | 180 | 60.365 | 60.365 | Lab-Ovh
C32-050-HA | Sub,Cable,HA,C32,50 Feet,Connector:77280014,Cable:99030045 | 0 | 0 | 10.161 | 10.161
00370028 | Raw,Tee fitting w/cap,PVC,molded,from Advantage controls | 0 | 0 | 6.95 | 0
5990-45 | Elec,pH,X-5,SJ,#5533501-220-003B,6x220mm,Epoxy,Clear Epoxy | 2 | 63.29 | 40.524 | 36.99 | PROX Lab
27009-11 | Elec,pH,XVBD,DJ,12x110mm,#I-100B-10BG | 0 | 270.3 | 19.944 | 9.407
00198523 | Raw, Replaceable Oxygen Cap, 316SS, .375"OD x .500"L | 0 | 0 | 25 | 25
875CR-A2Z-AC | CT/RESISTIVITY ANALYZER,120VAC,50/60Hz,PIPE,NO CERT,STM D,HR | 0 | 374.56 | 146.017 | 143.523 | Lab-Ovh
873CC-BIYFGZ-7 | CONTACTING CT ANALYZER,220VAC,4-20MA,METAL PIPE MOUNT,FM,SD | 0 | 277.75 | 108.664 | 109.751 | Lab-Ovh
876CR-TWFN-7 | CT&RESISTIVITY INTELLIGENT TRANSMITTER | 0 | 248.4 | 104.457 | 96.171 | Lab-Ovh
00054500 | Raw,Tubing,Epoxy, Blue, 0.500"OD x 0.400"ID | 4463 | 0 | 4.34 | 4.34
876EC-TXCN-7 | ELECTRODELESS CT INTELLIGENT TRANSMITTER | 0 | 239.68 | 92.912 | 490.996 | Lab-Ovh
PH10-3S4S-EFA | Elec,Dolphin,PH,FT BULB,W/SMPCB,PT1K,S CONN,EPDM,FM | 0 | 273.73 | 133.514 | 114.767 | Lab-Ovh
5271401G-FU | Elec,Reference,Calomel,Ground Joint,Refill | 0 | 0 | 19.588 | 13.14
ECI-007-6T | Elec,Cond,2 Band Plat(0.40")12mm Square Flow Thru,Spec.K=10 | 2 | 148.31 | 61.709 | 55.547 | Lab-Ovh
871PH-1D1A-315M | ELEC,871PH-1D1A-3,15M CABLE LENGTH | 0 | 524.83 | 341.847 | 448.921 | Lab-Ovh
876PH-TWCN-7 | PH/ORP/ISE INTELLIGENT TRANSMITTER | 0 | 242.8 | 92.732 | 458.303 | Lab-Ovh
875EC-B1C-C | ELECTRODELESS CT ANALYZER,220VAC,PANEL,CSA,HART COMM | 0 | 476.21 | 130.519 | 562.054 | Lab-Ovh
22327705 | Raw,Bushing,Separator Red for 235"glass,w/2 holes for.050"wi | 4797 | 0 | 0.34 | 0.34
471003 | Raw,SS Pipe,316,1/2" Schedule 40 | 0 | 0 | 0 | 0
M10-003-030 | Sub,Nut,SS316,Cond,1" NPT,for .667"OD,4973 Style,K=10 | 3 | 0 | 15.578 | 15.405 | Lab-Ovh
22072118 | Raw,O-Ring,EPDM 2-118, 70 Duro | 118 | 0 | 0.2 | 0.2
M14-003-003 | Sub,Tip,316SS,4 holes,0.775"ODx2.25"L,Top OD 14TPI. | 0 | 0 | 0 | 0
7G0C710 | Elec,Cond,K=10.0,12mmX140mm,Glass Body,No Cap | 1 | 87.2 | 46.619 | 17.445 | PROX Lab
00070006-003 | Sub,Cut,Pyrex, 6mm x 1mm wall(STD),2.54mm(0.1")Length | 0 | 0 | 0.001 | 0
AP-V-110B-F6 | Elec,pH,DJ,XVD,PT100,1.5"Ins,Sol,SPR | 2 | 292.12 | 53.867 | 17.977 | Lab-Ovh
412001-015 | Sub,Cut,Pyrex Glass Tubing,7mmODx0.5"L | 0 | 0 | 0.052 | 0
1ST3254.D | Elec,Cond,Toroidal,10mS,Digital,1 1/2"MNPT CPVC,no cable | 0 | 242 | 152.508 | 0 | Lab-Ovh
00379630 | Raw,Cap,Black Nylon,0.482"IDx1.15"L,for Grid Strain Relief | 0 | 0 | 0 | 0
SI1R1V2DL-125 | Sub,stem,ORP,0.246""Pt Band,0.325"x4.95"L#Y40C0-H1-01 | 0 | 0 | 11.647 | 0
PHGPG0QD7S00 | Elec,ORP,Pt Band,SJ,3/4"MPT Kynar wGuard,LCJ,VP8 | 1 | 142 | 77.435 | 68.769 | Lab-Ovh
OSP-CERT-01 | Outside Processing Certifictae-Declaration of Conformity | 0 | 0 | 50 | 50
2010461S-20 | Acce,Cable,F6 to Hanked,20' Length,Coax w/3 Conductor,S=ZV C | 0 | 241.07 | 41.17 | 35.261 | Lab-Ovh
2010461S-30 | Acce,Cable,F6 to Hanked,30' Length,Coax w/3 Conductor,S=ZV C | 7 | 189.78 | 52.529 | 52.529 | Lab-Ovh
2010461S-40 | Acce,Cable,F6 to Hanked,40' Length,Coax w/3 Conductor,S=ZV C | 0 | 310.36 | 55.085 | 51.591 | Lab-Ovh
CALAS03 | Solu,activity standard, Calcium 100ppm standard | 0 | 0 | 11.497 | 1.454
M000006 | Polishing paper, Pack of 12 pcs for ISE electrode cleaning | 6 | 0 | 3 | 3
V-415E-F6 | Elec,pH,X-VD,DJ,TC1000 ohm,3/4"MPTKynarW/Grd,LCJ,SolGrnd,SPR | 0 | 0 | 32.086 | 11.195
22320703 | Raw,Strain Relief, Red(485C) .117"(+/-).002"ID for RG174 | 3114 | 0 | 0.52 | 0.52
00110750 | Raw,Barstock, Kynar natural, 3/4" OD | 4 | 0 | 19 | 19
873EC-AIWFGZ-7 | ELECTRODELESS CT ANALYZER | 0 | 272.34 | 103.549 | 104.611 | Lab-Ovh
99031857 | Wire,Hook-up, White 18 AWG, PVC insulated for Accuflow/Fishr | 2.32 | 0 | 0.335 | 0.335
ELM-182 | Elec,pH,SJ,GX-5,12X110mm,Glass,10K,5775593A2-M2.5BRCA | 1 | 81.6 | 39.085 | 37.875 | Lab-Ovh
V-3101-20H | Elec,pH,MKIA,X-VD,DJ,SPR,3K ohm,Kynar/Viton,Rem Grd | 0 | 468.45 | 40.557 | 16.616
7594AA-5 | Sub,pH,SJ,GX-5,12x120mm Length | 47 | 0 | 5.292 | 0 | Lab-Ovh
27020-23 | Elec,pH,X-BF,DJ,#TP5312V12S10EBT,1"MNPT Kynar,Cer.Tuff,PT100 | 0 | 119.82 | 55.263 | 45.707 | PROX Lab
C29-M2.5-VX | Sub,Cable,VX,C29,2.5M,BNC w/Blk Boot,RCA plug | 0 | 0 | 6.628 | 0
60214GL | Elec,Reference Cartridge,Ultem,Thread w/flat washer | 1 | 57.58 | 7.131 | 5.667
ZSEN169X | Elec,CT,Blk ABS,Pt pin,K=10,10K,Salinity Cap,SHLP-05V-S-B | 2 | 60.64 | 34.587 | 0 | PROX Lab
44006210 | Raw,Box, Accumet Electrode Box,Printed Logo,6-1/8"x 10-1/8" | 11578 | 1.47 | 0.45 | 0.45
5662-56 | Acce,Cable,detachable lead,DL to BNC,P#9001083-010B,3mm low | 0 | 36.54 | 19.529 | 19.529 | Lab-Ovh
33298341 | Solu,Potassium Nitrate 50 mil bottle | 399 | 0 | 7.9 | 7.9
95552019 | Raw,O-ring,Kalrez 2-019, compound 6375 | 16 | 16.26 | 17.57 | 17.57
MKX-12031 | Holder,MKX 316 Pnue Retr Assy,Viton O-r,3"insr | 0 | 3440.13 | 525.393 | 476.044
M02-007-002 | Sub,Cap,Adapter,Blk ABS,0.58"ODX1"L,Salinity Cap#CT25I-V4-05 | 27 | 0 | 0.18 | 0
PHG1GR207S00 | Elec,pH,X5,DJ,PT1K,3/4"MPT Kynar w/Guard,LCJ,GND#Y-41CE-20H | 0 | 142.31 | 69.039 | 69.039 | Lab-Ovh
PHG1GR507S00 | Elec,pH,X5,DJ,PT1K,3/4"MPT Kynar w/Guard,LCJ,GND#Y-41CE-50H | 0 | 167 | 93.426 | 93.426 | Lab-Ovh
PHG1GT207S00 | Elec,pH,X5,DJ,NTC-8550,3/4"MPT Kynar w/Guard,LCJ,GND,20H | 13 | 144.31 | 71.759 | 71.759 | Lab-Ovh
PHG1GT507S00 | Elec,pH,X5,DJ,NTC-8550,3/4"MPT Kynar w/Guard,LCJ,GND,50H | 0 | 190.38 | 95.102 | 88.921 | Lab-Ovh
PHG1GTQD7S00 | Elec,pH,X5,DJ,NTC-8550,3/4"MPT Kynar wGuard,LCJ,GND,VP8 | 8 | 141.48 | 77.611 | 61.538 | Lab-Ovh
C19E414-10H | Elec,Cond,K=1.0,316SS/TFE,TC 1K ohm,T/L | 0 | 318.25 | 42.712 | 42.712 | PROX Lab
17281526 | Raw,End Cap,ABS,Grey (Coolgrey11C),Salinity#CT25I-V4-06-R | 175 | 0 | 0.41505 | 0.88
00399630 | Raw,Cap,Black Ryton,0.472"IDx0.91"L,for Grid Strain Relief | 0 | 0 | 0 | 0
00399631 | Raw,Cap,Black Ryton,0.478"IDx0.91"L,for Grid Strain Relief | 0 | 0 | 0 | 0
00399632 | Raw,Cap,Black Ryton,0.482"IDx0.91"L,for Grid Strain Relief | 0 | 0 | 0 | 0
X0178MF | FITTING CPVC BLIND FLANGE 1", HEAVY DUTY | 4 | 0 | 29.99 | 25.92
PHG1GRQD7S00 | Elec,pH,X5,DJ,PT1K,3/4"MPT Kynar wGuard,LCJ,GND,VP8 | 3 | 141.48 | 76.265 | 60.68 | Lab-Ovh
M06-018-011 | Sub,Fitting w/Flange,Hast-C,1"NPT x 0.765"ID,MK7S41313310163 | 0 | 0 | 1273.889 | 0 | Lab-Ovh
M01-001-203 | Sub,Body w/Tip,Blk Kynar,1"ODx3.77"L,(2) SS Pins,H0T3K-44-03 | 1 | 0 | 7.432 | 0
7792A1A-93-VIII | Sub,stem,pH,ASG VIII,DJ,Anlr,.47"(.195")x3.65"L,#H0T3K-42-01 | 0 | 0 | 0.021 | 0
00032000 | Raw,Barstock, CPVC 2"OD Gray | 197 | 0 | 21.97 | 21.97
1500142G | Acce,Adapter,T/L 316SS 3/4"MPT w/Guard for twist-lock electr | 11 | 0 | 20.215 | 6.839
44005682 | PNS,Twist Tie, Black color, 7000 ft. spool | 2 | 0 | 89 | 89
13-620-538 | Elec,Cyanide,DJ,#CNO1508S-X40B,12x110mm,Epoxy,Refill | 0 | 0 | 69.789 | 68.168
13-620-280 | Elec,pH,FS5,DJ,6x95mm Reduced tip,Glass,Accufast,Refill,US s | 0 | 0 | 27.425 | 1.41
13-620-81 | Elec,Plat Wire,SJ,12x106mm Glass,Refill,BNC | 21 | 68.68 | 34.217 | 34.217 | PROX Lab
RC68-MEM1 | Elec,ISE,Residual chlorine membrane,Blue ABS,RC68A-D6-11 | 3 | 47.25 | 5.553 | 5.553 | Lab-Ovh
DPT-AP-125 | Elec,1/8" SS Dip probe,7"L,polymer, TC to audio, plastic fib | 0 | 0 | 0 | 0
DPT-AP-125P | Elec,1/8" SS Dip probe,7"L,polymer,TC-audio,plasticfiber-SMA | 0 | 0 | 8.358 | 0
11110058 | Raw,Barstock,Titanium 5/8"OD, Grade 2 | 0 | 0 | 0 | 0
SUR1502-DL | Elec,Surfactant,DJ,12mmx110mm,Refillable,Glass body | 1 | 498.34 | 45.405 | 40.44 | PROX Lab
1001008 | Elec,Micro Flow Thru T,HPLC,50UL Acrylic Flow Chamber | 0 | 192.02 | 0.909 | 0
11110754 | Raw, Barstock 1-1/2" Dia Bar Titanium GR7 | 0 | 0 | 56.1445 | 56.1445
7443C5BB-125 | Sub,Ref,DJ,7mmSideArm,Ceramic Wick,0.47x4.95"L#31008712 | 0 | 0 | 2.051 | 0
873CC-BIWFNZ-7 | CONTACTING CT ANALYZER,220VAC,4-20MA,METAL PANEL MOUNT,FM,SD | 0 | 297.77 | 128.213 | 128.213 | Lab-Ovh
13-620-115 | Elec,Plat wire,Mono,12x106mm,42" w/Pin | 1 | 55.71 | 30.322 | 30.322 | PROX Lab
13-620-162 | Elec,Cond,K=10.0,Plat ,12x100mm Epoxy,42"D | 0 | 0 | 51.397 | 15.628
13-620-284 | Elec,pH,FS5,Mono,12x106mm Glass body,/BNC | 0 | 0 | 15.399 | 6.794
13-620-AP55 | Elec,pH,FS5,SJ,12mm Epoxy Body,Refill,30K,BNC/6 pin Philmore | 36 | 52.87 | 37.85 | 31.317 | PROX Lab
13-620-149 | Elec,Dual Platinum Plate,12.5X100mm,Polypropelene,25" w/Pin | 2 | 81.02 | 35.363 | 4.322 | PROX Lab
13-620-163 | Elec,Cond,K=1.0,4 Plat,12x100mm Glass Body,10K TC,8 pin D | 6 | 0 | 130.998 | 130.998 | Lab-Ovh
13-620-221 | Elec,pH,FS5,DJ,12x106mm,Epoxy,Refill,BNC | 11 | 45.89 | 26.638 | 26.638 | Lab-Ovh
13-620-281 | Elec,pH,FS5,DJ,12x106mm Glass,Accufast,US Standard | 0 | 0 | 33.568 | 21.49
13-620-288 | Elec,pH,FS5,SJ,12x106mm,Epoxy,Calomel,Refill,No Guard | 0 | 0 | 14.385 | 6.416
13-620-1 | Elec,pH,Mono,FS-5,12x106mm,Glass,42" w/US Standard | 0 | 0 | 18.574 | 7.614
13-620-57 | Elec,Reference,Mono,12x106mm Glass,Cracked Bead,Refill,Calom | 0 | 0 | 9.363 | 4.68
77029801 | Raw,Conn,Circular,8P,IP67 | 637 | 0 | 2.65 | 2.65
11250040 | Raw,Wire,Platinum, 99.99% pure, 0.040"Dia | 31.559 | 0 | 210.524 | 210.524
77030010 | RAW, PCB Assembly, Fluorometer, Analog, 0-5V/4-20mA | 101 | 0 | 68.05 | 68.05
15000141 | MRO,Mask, Ear Loop Dust Mask | 1850 | 0 | 0.03999 | 0.04249
643007-0005 | Raw, Sponge, Pie Shaped for 0035400 | 1432 | 0 | 0.095 | 0.1
192NH457-020H | Elec,ISE,Ammonium,3/4"NPT CPVC,Sealed,VL | 0 | 463.46 | 52.152 | 45.952 | Lab-Ovh
C87-M01-DT | Sub,Cable,5C (200024),1M,Digikey Connector (220191,220192) | 0 | 0 | 12.529 | 12.529 | Lab-Ovh
C29-020-VX | Sub,Cable,VX,C29,20 feet,BNC & RCA plug | 0 | 0 | 13.269 | 0
C29-M2.5-WO | Sub,Cable,VX,C29,2.5M,BNC w/Blk Boot,RCA plug | 0 | 0 | 6.851 | 0
27503-24 | Solu,Nitrate,Activity Standard,#N03AS02,1000ppm | 0 | 15.82 | 2.162 | 2.162
NA0AS01 | Solu,Activity Standard,475ml,Sodium 2300ppm | 0 | 0 | 1.596 | 0.9825
28X025404 | Acce,Kit,Connector,3.5 pHone Plug with cap for AP series | 0 | 9.14 | 6.531 | 6.531 | Lab-Ovh
BS811LX-1M | Acce,Cable Assembly,1M | 0 | 21.33 | 6.182 | 0
C94-M10-XH | Sub,C94(200151),10M,JST XHP-4#ASA7P-06-01 | 0 | 0 | 66.3 | 32.648 | Lab-Ovh
C94-M20-XH | Sub,C94(200151),20M,JST XHP-4#ASA7P-06-01 | 0 | 0 | 131.319 | 0
16100464 | MRO,Abrasives,Sanding Belt,Silicone Carbide150 Grit,4''x64" | 100 | 13.59 | 7.034 | 7.034
C94-M50-XH | Sub,C94(200151),50M,JST XHP-4#ASA7P-06-01 | 0 | 0 | 326.373 | 0
1600004 | PNS, Solder, 60/40, 0.031 DIA | 0 | 0 | 0 | 0
1ST3200.05D | Elec,Cond,Toroidal,10mS,Digital,1 1/2"MNPT CPVC,no cable | 0 | 200 | 122.357 | 0 | Lab-Ovh
95DB-435-VD | Sub,pH,SJ,VD,12x435mm Length,Ferm,Bend,Thick Wall | 0 | 0 | 0.163 | 0
31074350 | Raw,PIPE PLUG 1/4 CPVC | 105 | 0 | 6.46 | 6.46
31074345 | Raw,COMPRESSION BUSHING,VITON,60A | 13 | 9.43 | 9.05 | 9.05
31074346 | Raw,WASHER | 59 | 0 | 7.67 | 7.67
31074351 | Raw,COMPRESSION HANDLE CPVC | 65 | 0 | 98.86 | 98.86
77020102 | Raw,Conn,MaleDetachableRG174pin&ferruleLessOuterbo,use221015 | 11 | 0 | 2.44 | 2.44
15190001 | Raw, SS TC Housing, Ø.188" x 5.10"L for GO/EZ TEMP | 0 | 0 | 0 | 0
V-800B-2H | Elec,pH,X-VD,DJ,TC 100 ohm,1/2" Housing,SPR | 0 | 0 | 24.196 | 8.838
V-800B-3H | Elec,pH,X-VD,DJ,TC 100 ohm,1/2" Housing,SPR | 1 | 374.99 | 36.136 | 34.844 | PROX Lab
77033255 | Raw, PCB w/IC Chip Assembly, GoTemp | 0 | 0 | 0 | 0
17281528 | Raw,Housing,Santoprene,Blk,.90"Wx2.7"Lx.52"H w/GOTEMP Stamp | 0 | 0 | 0 | 0
35805-52 | Elec,pH,X-BD,SJ,#3983506X-025B,6"ABS,5mm cable | 6 | 55.42 | 35.983 | 6.263 | PROX Lab
35805-54 | Elec,pH,X-BD,SJ,#3983506X-050B,6"ABS,5mm Cable | 0 | 61.13 | 28.281 | 28.281 | PROX Lab
17281529 | Raw,End Cap,Santoprene,Blk for GO/EZ TEMP | 0 | 0 | 0 | 0
99039543 | Raw,Cable,4C,28AWG,Braided Shield,82"L,USB-A Plug for GOTEMP | 0 | 0 | 0 | 0
99039544 | Raw,Cable,4C,28AWG,Braided Shield,61"L,USB Mini A for EZTEMP | 0 | 0 | 0 | 0
17281530 | Raw,Housing,Santoprene,Blk,.90"Wx2.7"Lx.52"H w/EZTEMP Stamp | 0 | 0 | 0 | 0
SAMPLE-PH | ELEC,NPD SAMPLE, PH | 119 | 0 | 0 | 0
00070012-125 | Sub,Cut,Pyrex 12mm x 1.2mm wall(half case), 125mm(4.85")L. | 0 | 0 | 0.075 | 0
AREF8II-112 | Sub,stem,Ref,0.235"ODx4.35"L,0.01"Pt wireX0.375"L#31008712 | 0 | 0 | 0.727 | 0
BS809QQ | SENSOR BODY, UNIV, 4" GF PEEK | 2 | 0 | 1300 | 1300
DOPO2-MEM-AP | Elec,DOPO2 Replaceable Membrane Cap, w/AP patch | 0 | 0 | 35.963 | 35.116 | Lab-Ovh
DPT-AP-516-BA | Elec,Dip probe DPT-2000-RC-375 with AP patch | 0 | 0 | 435.186 | 434.708 | Lab-Ovh
PAP-8-8-OBA | Acce,Patch,AP,8mmODx0.20mm,PTFE,OBA | 0 | 98.1 | 7.628 | 6.566 | Lab-Ovh
27503-52 | Solu,ISA, Calcium, P# CALIS01, 475mL | 0 | 15.44 | 2.162 | 2.162
PAP-8-300 | Sub,Patch,AP,3"ODx0.2mm,PTFE,AP Only | 0 | 0 | 44.754 | 44.754 | Lab-Ovh
PAP-8-300OBA | Sub,Patch,AP,0.20mm,PTFE,OBA coating | 0 | 0 | 52.061 | 50.863 | Lab-Ovh
22172115 | Raw,O-Ring,Viton 75, 2-115, Parker compound V884,Brown Colo | 195 | 0.58 | 0.3 | 0.3
SAMPLE-ORP | ELEC,NPD SAMPLE, ORP | 17 | 0 | 0 | 0
S-DOL2-MS02 | Acce,Optical DO membrane cap,Gen 2,Blk PVC,12mm | 1380 | 0 | 4.554 | 4.554 | Lab-Ovh
SAMPLE-CT | ELEC,NPD SAMPLE, Conductivity | 2 | 0 | 0 | 0
PHGGG0507S00 | Elec,ORP,Gold Disk,SJ,3/4"MPT Kynar wGuard,LCJ,Coax,50H | 1 | 205 | 137.927 | 79.309 | Lab-Ovh
C-775 | Elec,Plat,SJ,#5579601-S7,6mmX110mm | 1 | 78.93 | 37.42 | 37.42 | PROX Lab
52402139 | Holder,3/4"MNPT SS for Conductivity,with compress fitting | 0 | 28.11 | 11 | 11
871A-1F-3-12M | Elec,871A-1F-3,12M CABLE LENGTH | 0 | 352.34 | 177.954 | 170.857 | Lab-Ovh
SZ1131 | Elec,pH,SJ,X-1 Spear,9.5x100mmEpoxy,Teflon,sealed | 0 | 0 | 4.695 | 2.076
871PH-1X1A-3-40 | Elec,871PH-1X1A-3,40FT CABLE LENGTH | 0 | 442.75 | 240.519 | 272.146 | Lab-Ovh
05290050 | Raw,Chem, Sodium Sulfite 98% | 600 | 0 | 0.06 | 0.06
AMPS-A503 | ELEC,Sonde,2.85"OD,PVC,5P,CT/PH/NH4/CL/NO3,10M,RS485 output | 0 | 3950 | 1273.2 | 0 | Lab-Ovh
M000012 | Tapered Joint, removable, plastic, 14/15 | 17 | 14.87 | 0.111 | 0.111
00040003 | Raw,HAST-C Threaded Pipe Fitting ; ¼ NPT ; Solid | 10 | 0 | 50.14 | 50.14
873CC-JIPFGZ-57 | CONT CT ANALYZER,100VAC,4-20MA,PL PLANE,FM,CURVE PROG,ST DOR | 0 | 329.92 | 154.554 | 156.055 | Lab-Ovh
22325502 | Raw,Bushing, Separator, Black, for195 glass,w/2hole forPool | 15200 | 0 | 0.04642 | 0.04
873EC-CIPFGZ-57 | ELECTRODELESS CT ANALYZER | 0 | 330.12 | 153.367 | 448.514 | Lab-Ovh
3KXA843006U0100 | Acce,Polishing Lapping sheets(6A0207),5pcs/pack,ABB | 0 | 5.25 | 0 | 0
5994-06 | Elec,pH,DJ,Antimony,#5737872-010B,12mmX80MM Epoxy | 0 | 0 | 8.834 | 2.226
DOGB-MOLE-0504 | Process ODO,Gen2,Ryton,0-5V,0-50ppm,Firmware V9.09.18,MolexT | 0 | 528.13 | 131.387 | 207.557 | Lab-Ovh
M01-001-199 | Sub,Housing,Blk Kynar,3/4"MPT,LCJ for 0.250" Glass,Guard | 115 | 0 | 14.369 | 13.49 | Lab-Ovh
RMAASSY | RMA FOR ASSEMBLY | 0 | 0 | 0 | 0
SM33MKCL | Solu,Starting Material, 3.3M KCl, 1 Liter | 13.3 | 0 | 0 | 0
R001023-30 | Solu,Reference Fill,30ml Bottle,KCl,3.3M Liquid | 88 | 0 | 1.309 | 1.224
871A-3F-3-30FT | Elec,pH Probe,Flat Bulb,PT1k,Cable Length 30ft | 6 | 327.87 | 158.834 | 155.987 | Lab-Ovh
871A-4F-3-30FT | Elec,pH Probe,Flat Bulb,PT1k,w/PCB,Cable Length 30ft | 0 | 310.46 | 134.481 | 151.952 | Lab-Ovh
871PH-1F1A-3430 | Elec,pH,Ryton,Flat Bulb,w/PCB,PT100,TI,Ceramic jct Ryton,Cab | 0 | 491.5 | 261.258 | 0 | Lab-Ovh
871PH-1P1A-3-30 | Elec,pH,Ryton,Bulb,PT100,TI,Ceramic jct,Ryton,Cable Length 3 | 0 | 501.29 | 264.559 | 0 | Lab-Ovh
871PH-3A1B-330 | Elec,pH,Ryton,Bulb,w/PCB,TI,Ceramic jct in PTfe,Cable Length | 0 | 510.2 | 263.832 | 302.196 | Lab-Ovh
871PH-6P1B-330 | Elec,pH,CPVC,Bulb,PT1k,TI,Ceramic jct,PTfe,Cable Length 30ft | 0 | 547.03 | 318.865 | 321.865 | Lab-Ovh
ATT6-014.5 | Sub,TestTube,0.165"ODx14.5mm Length | 5 | 0 | 0.002 | 0
2705003 | SPACER 0.187 | 6 | 17.73 | 5.174 | 10.3 | Lab-Ovh
2705004 | SPACER 0.375 | 16 | 19.75 | 5.75 | 1.488 | Lab-Ovh
2800-685 | SCREW,TANT | 31 | 0 | 39.25 | 39.25
2805067 | Raw,SEAL,BVI, SS 316 | 9 | 44.41 | 12.687 | 12.357 | Lab-Ovh
JER49405 | PROD VISE 4IN BALLOCK BASE 6X12 | 0 | 1492.65 | 0 | 1395
0051179 | FLOW CHAMBER SS | 0 | 1725.09 | 495.148 | 493.729 | Lab-Ovh
BS814NA | Upper Hsg Agency ATEX - PH12S | 0 | 0 | 16.37 | 0
BS813PU | PEEK TUBE 12MM ETCHED | 0 | 0 | 214.991 | 0
BS810HS | TEE KIT 3/4" X 1" 316SS | 0 | 0 | 242.468 | 0
BS813BY | PH 12 DN25 MM HOLDER GUARDED 1.6" LENGTH | 0 | 0 | 437.179 | 142.38 | Lab-Ovh
BS813DC | HOLDER, GUARDED, 316SS | 2 | 0 | 11.895 | 11.895
BS813HF | PH 12 NPT HOLDER/GUARDED | 2 | 0 | 5 | 5
BS813HM | PH 12 NPT HOLDER/GUARDED | 1 | 0 | 0.01 | 0.01
BS814NJ | VP CABLE HOUSING | 0 | 0 | 22.5 | 163.94 | Lab-Ovh
BS814NK | VP CABLE HOUSING | 3 | 0 | 22.5 | 21.911 | Lab-Ovh
871A-1F-3-20 | Elec,pH Probe,Flat Bulb,PT100,Cable Length 20ft | 0 | 306.08 | 137.694 | 0 | Lab-Ovh
871A-1F-3-30 | Elec,pH Probe,Flat Bulb,PT100,Cable Length 30ft | 0 | 323.26 | 157.824 | 159.35 | Lab-Ovh
871A-1F-3-40 | Elec,pH Probe,Flat Bulb,PT100,Cable Length 40ft | 0 | 340.43 | 177.954 | 102.574 | Lab-Ovh
871A-1F-3-50 | Elec,pH Probe,Flat Bulb,PT100,Cable Length 50ft | 1 | 357.61 | 189.058 | 189.058 | Lab-Ovh
BS805GT | BUSHING, 1-1/2" NPT (NORYL) | 21 | 0 | 36.686 | 36.295 | Lab-Ovh
EP463E | Acce,Adapter,MNTG | 0 | 1918 | 548 | 548
BS810XF | MOUNT, SANITARY 1 1/2" | 0 | 0 | 107.5 | 107.5
1345-018 | CELL HOUSING | 1 | 139.7 | 39.967 | 39.913 | Lab-Ovh
1345-101 | INJECTION SHAFT | 3 | 475.42 | 131.508 | 135.833 | Lab-Ovh
RC67-MEM2 | Elec,ISE,Residual chlorine membrane ,(6AA089) | 0 | 0 | 5.994 | 5.994
1345117 | INSERT,PVC,-K | 19 | 0 | 10.3 | 10.467 | Lab-Ovh
2705-006 | LOCKING CAP SS | 2 | 0 | 6.614 | 6.8 | Lab-Ovh
2705-007 | NUT HEX BVI | 92 | 0 | 8.2705 | 6.95
2705-016 | CELL LOCK NUT | 15 | 65.92 | 18.09 | 17.333 | Lab-Ovh
2705-017 | HOUSING NUT | 5 | 77.05 | 21.514 | 22.015 | Lab-Ovh
2705-023 | Raw,Bushing,Split, Monel, 0.875 Hex, Foxboro Dwg 2705-021 | 20 | 0 | 159.9 | 159.9
ZHDW921X | Acce,Vernier MFVS Switch.ROHS2 REV J Vernier# | 564 | 0.35 | 0.12941 | 0.218
ZBOX856X | Acce,Vernier MFVS Housing. REV J Vernier# | 560 | 2.75 | 1.3059 | 2.3446
BS805YX | Raw,Spacer | 0 | 12.08 | 3.502 | 3.45 | Lab-Ovh
BS808HY | Raw,Plug,Hex | 16 | 0 | 45 | 45
DP611-122 | DP611-122 DEM. PRINT | 0 | 0 | 0 | 0
MI611-148 | MI 871ph Instruction Manual | 0 | 0 | 0 | 0
4200215 | INSTRUCTION BVI-1 W/PURGE | 0 | 0 | 0.01 | 0
M01-023-014 | Sub,Housing,Gray Epoxy,12mm OD x 2.975" Length | 31 | 0 | 8.691 | 3.089 | Lab-Ovh
M14-023-001 | Sub,Guard,Smokey Grey Epoxy,.476"ODx1.95"L,4 holes. | 13 | 0 | 19.104 | 0.888 | Lab-Ovh
X0145NN | Raw,O-Ring,Viton,75A,21.89mmx27.13mm,Brown | 63 | 0 | 1.69 | 1.69
X0145NX | Raw,O-Ring,Viton,75A,36.17mmx41.14mm,Brown | 439 | 6.14 | 1.754 | 1.754
1345-135 | Raw,Ball Valve Housing | 12 | 0 | 415.28 | 415.28
2100661 | 20 CAP PLUG 1086,732 | 200 | 0 | 0.452 | 0.452
2810-090 | 1 ½ NPT POLYPROPYLENE BOLTED VALVE, 3 PC | 6 | 0 | 77.9 | 77.9
BS811HW-020FT | Extension Cable - 020 Feet | 0 | 119.95 | 32.938 | 0 | Lab-Ovh
P0170UU-0020FT | Acce,Cable - 0020 Ft, No Preamp Sensor, Std Temp | 0 | 131.15 | 40.256 | 40.359 | Lab-Ovh
876PH-TYFN-7M | PH/ORP/ISE INTELLIGENT TRANSMITTER | 0 | 249.21 | 95.402 | 460.946 | Lab-Ovh
876EC-TYFN-7M | ELECTRODELESS CT INTELLIGENT TRANSMITTER | 0 | 246.14 | 95.592 | 123.125 | Lab-Ovh
875CR-A1U | CT/RESISTIVITY ANALYZER 120VAC,50/60Hz,PANEL,UL | 0 | 357.18 | 118.81 | 121.119 | Lab-Ovh
44000007-Q | PNS,Tape, Clear 3'' Wide Quiet Tape | 39 | 0 | 6.75 | 6.75
C17-003-IE | Sub,Cable,IE,C17,3 Feet,See Note | 20 | 0 | 8.67 | 6.628 | Lab-Ovh
1345102 | FLOW CHAMBER, 316, TWIST LOCK | 5 | 0 | 430 | 430
2805043 | Raw,Bolt, 10-32 x 2 w/ 5/8 Third Length 1.5B | 31 | 0 | 2.92 | 2.92
X0143AT | Raw,Washer,#10 Flat Type A 505 X 220 X 0 | 150 | 0 | 0.07 | 0.07
2800287 | Raw,Nut,Hex, SS 10-32 M/S | 400 | 0 | 0.01 | 0.01
2800559 | Raw,Screw,8-32 X 1/4 SL BINDING UD M/S S/S | 0 | 0 | 0.01 | 0.01
DP611-121 | DP611-121 DEM. PRINT | 0 | 0 | 0 | 0
BS810NC | FLOW CHAMBER | 2 | 0 | 175 | 175
X0201BU | Raw,O-Ring,EDPM | 6 | 0 | 0.39 | 0.39
1345-098 | HOUSING SS | 1 | 0 | 69.972 | 69.249 | Lab-Ovh
BS800DQ | Raw,O-Ring,EPDM,75A,49.80mmx54.14mm,Black | 18 | 14.46 | 4.13 | 4.13
BS805GR | FLOW CHAMBER SYGEF | 0 | 169.48 | 49.755 | 97.72
871EC-SP0 | Elec,CT,Small Bore PEEK,100K,20FT Cable,SPADE LUGS | 5 | 288.2 | 129.021 | 129.021 | Lab-Ovh
871CC-A4-4 | ELEC,CONTACTING CT,THREADED BUSHING 3/4NPT,CARBON, K=10,PIN | 3 | 354.19 | 142.022 | 182.542 | Lab-Ovh
871CC-M2-3 | CONTACTING CT,INSERTION,HT PT100,K=0.1,TI,CABLE LENGTH PER O | 0 | 606.6 | 502.283 | 0 | Lab-Ovh
876PH-TYFN-7 | PH/ORP/ISE INTELLIGENT TRANSMITTER | 0 | 249.21 | 95.402 | 95.402 | Lab-Ovh
875PH-A2F-AC | PH/ORP/ISE ANALYZER 120VAC,50/60Hz,PIPE,FM,STORM DOOR,HART M | 0 | 458.31 | 157.334 | 154.108 | Lab-Ovh
871EC-TF2-V | Elec,CT,FLUOROCARBON,100K,CARPENTER 20Cb,VITON O-RING,20FT,S | 0 | 782.07 | 439.267 | 548.003 | Lab-Ovh
871EC-PP0-4 | Elec,CT,Small Bore VIRGIN PP,PT100,20FT,STRAIGHTLUG | 0 | 274.16 | 120.141 | 120.141 | Lab-Ovh
875PH-A3F | PH/ORP/ISE ANALYZER 120VAC,50/60Hz,SURFACE,FM | 0 | 448.03 | 143.219 | 503.351 | Lab-Ovh
875EC-A2F | ELECTRODELESS CT ANALYZER,120VAC,50/60Hz,PIPE,FM | 0 | 499.25 | 158.641 | 0 | Lab-Ovh
875CR-A2F | CT/RESISTIVITY ANALYZER 120VAC,50/60Hz,PIPE,FM | 0 | 369.39 | 137.863 | 725.084 | Lab-Ovh
871CC-A4 | Elec,CT,THREADED BUSHING 3/4NPT,CARBON, K=10 | 13 | 351.41 | 143.562 | 143.562 | Lab-Ovh
875CR-A1F | CT/RESISTIVITY ANALYZER 120VAC,50/60Hz,PANEL,FM | 0 | 356.79 | 118.55 | 120.738 | Lab-Ovh
871EC-SP0-4 | Elec,CT,Small Bore PEEK,100K,20FT Cable,STRAIGHTLUG | 16 | 283.06 | 124.481 | 124.481 | Lab-Ovh
876PH-TYCA-7 | PH/ORP/ISE INTELLIGENT TRANSMITTER | 0 | 247.42 | 92.776 | 88.621 | Lab-Ovh
871PH-3F1A | Elec,pH,Ryton,Flat Bulb,w/PCB,PT1k,TI,Ceramic jct,Ryton,20ft | 0 | 483.18 | 250.159 | 239.277 | Lab-Ovh
PH10-3S4S-CFN | Elec,Dolphin,PH,FLAT BULB,W/SMPCB,PT1K,S CONN,CHEMRAZ O-RING | 0 | 394.89 | 247.892 | 241.844 | Lab-Ovh
871PH-1F1B-4 | Elec,pH,Ryton,Flat Bulb,w/PCB,PT100,TI,Ceramic jct,PTfe,no p | 0 | 491.95 | 251.52 | 240.371 | Lab-Ovh
PH10-1N1A-2FN | Elec,Dolphin,PH,DOME BULB,PT100,20FT CABLE,PIN LUGS,FMAEx | 0 | 291.5 | 149.421 | 137.414 | Lab-Ovh
PH10-3P2A | Elec,Dolphin,PH,FLAT BULB,W/PCB,PT1K,10FT CABLE,PIN LUGS | 0 | 284.76 | 127.071 | 127.071 | Lab-Ovh
871PH-1A1A-3 | Elec,pH,Ryton,Dome Bulb,w/PCB,PT100,TI,Ceramic jct,Ryton,Cab | 0 | 453.22 | 224.236 | 0 | Lab-Ovh
PH10-3N1Q-E | Elec,Dolphin,PH,FLAT BULB,PT100,VP CONN,EPDM O-RING | 0 | 334.58 | 142.027 | 121.612 | Lab-Ovh
876PH-TXFN-7 | PH/ORP/ISE INTELLIGENT TRANSMITTER | 0 | 244.6 | 95.402 | 95.402 | Lab-Ovh
V-400B-30BT | Elec,pH,X-VD,DJ,TC 100 ohm,3/4"MPT Kynar w/Grd,SPR | 0 | 0 | 45.669 | 0
2800668 | Raw,O-Ring,Viton, 2-114 FKM 75A BRN VW076-75 | 745 | 9 | 0.57 | 0.57
BS814PK | 876 BEZEL, Machined | 149 | 0 | 0 | 0
1600021 | PNS,Adhesive,Sealant (RoHS) RTV-162,10.3 OZ size | 1 | 0 | 61.29 | 61.29
P0178DL | CASE WITH PEEK WASHER 008 60549 | 31 | 0 | 10.1748 | 7.32
P0178DH | TENSION NUT | 35 | 0 | 5.8241 | 4.19
P0178DK | 8-CONTACT INSERT | 92 | 0 | 9.73 | 7
BS806VZ | LOWER HOUSING ASSY, IT | 0 | 0 | 54.796 | 0
BS814ND | Upper Hsg Agency FM - PH12S | 0 | 0 | 16.37 | 0
BS813ML | PH12 GRD 3/4" NPT SS HD 40 MM | 0 | 0 | 527.195 | 527.195
PH10-1P2A-5 | Elec,Dolphin,PH,DOME BULB,W/PCB,PT1000,50FT CABLE,PIN LUGS | 0 | 303.35 | 201.319 | 189.121 | Lab-Ovh
ORP10-1P2A-5 | Elec,Dolphin,ORP,PT,W/PCB,PT1000,50FT CABLE,PIN LUGS | 0 | 367.32 | 289.446 | 243.276 | Lab-Ovh
PH10-1S2S-E | Elec,Dolphin,PH,DOME BULB,W/SMPCB,PT1000,S CONN,EPDM O-RING | 0 | 332.16 | 189.099 | 171.46 | Lab-Ovh
BS814KC | PATCH CORD - 20 FT, HIGH TEMP, SMART SEN | 0 | 664.58 | 178.702 | 178.702 | Lab-Ovh
871PH-5F1A-E | Elec,pH,Ryton,Flat Bulb,PT1k,TI,Ceramic jct,Ryton,20ft Cable | 0 | 481.8 | 260.683 | 245.594 | Lab-Ovh
871PH-4F1A | Elec,pH,CPVC,Flat Bulb,PT1k,TI,Ceramic jct,Ryton,20ft Cable, | 0 | 512.48 | 280.427 | 427.656 | Lab-Ovh
PH10-1S2S | Elec,Dolphin,PH,DOME BULB,W/SMPCB,PT1000,S CONN | 0 | 342.17 | 187.505 | 176.024 | Lab-Ovh
871PH-1P1A-3 | Elec,pH,Ryton,Bulb,PT100,TI,Ceramic jct,Ryton,Cable Length p | 0 | 463.27 | 228.778 | 0 | Lab-Ovh
871CC-A2 | Elec,CT,THREADED BUSHING 3/4NPT,TI, K=0.1CT,THREADED BUSHING | 2 | 394.61 | 185.546 | 185.546 | Lab-Ovh
ORP10-1P3Q | Elec,Dolphin,ORP,PT,W/PCB,PT100S,VP CONN | 0 | 432.29 | 239.567 | 316.21 | Lab-Ovh
BVA-PHC1V08 | BALL VALVE INSERTION,871A,1-1/2",316SS,VT O-RING,0-8"L | 0 | 1683.49 | 1358.094 | 0 | Lab-Ovh
PH12-2P11Q-EZZ | Elec,pH,12MM,HTDome Bulb,PEEK 120MM,PT100,VP Conn,EPDM,No Ce | 0 | 445.21 | 392.527 | 184.801 | Lab-Ovh
PH12-2P12Q-ZZ | Elec,pH,12MM,HTDome Bulb,PEEK 120MM,PT1K,VP Conn,No Agency C | 0 | 478.87 | 422.372 | 280.077 | Lab-Ovh
PH12-2P12S-AA | Elec,pH,12MM,HTDome Bulb,PEEK 120MM,PT1K,S Conn,ATEX | 0 | 920.26 | 814.879 | 0 | Lab-Ovh
PH12-1P31Q-ZZ | Elec,pH,12MM,Dome Bulb,PEEK 360MM,PT100,VP Conn,No Agency Ce | 0 | 472.34 | 576.835 | 273.871 | Lab-Ovh
X0201QC | Raw,O-Ring,CABLE SEAL CONNECTOR: 1001-104 | 93 | 0 | 1.14 | 1.14
X0201PY | Raw,O-Ring,CABLE RETAINER CONNECTOR:F1001-012 | 211 | 0 | 0.04 | 0.04
X0174GC | Raw,Washer, | 564 | 0 | 3.73 | 3.73
BS814KP | CABLE RETAINER: | 149 | 90.83 | 23.36 | 23.36
871A-1D-3-10FT | Elec,ORP PROBE,PLATINUM,CABLE LENGTH 10FT | 0 | 288.13 | 115.594 | 0 | Lab-Ovh
BS814KN | CONNECTOR RETAINER: S.S. ULTEM | 134 | 0 | 25.16 | 25.16
BS814KM | CABLE CONNECTOR | 152 | 87.33 | 35.06 | 35.06
BS814KT | Raw,Pin,Power | 300 | 0 | 19.98 | 19.98
BS811LX-16.5 | CABLE ASSY,16.5FT | 0 | 0 | 19.368 | 0
BS814KU | Raw,Pin,Alignment | 180 | 0 | 7.41 | 7.41
BS814KV | Raw,Pin,Power | 208 | 0 | 7.85 | 7.85
871A-1D-3-20FT | Elec,ORP PROBE,PLATINUM,CABLE LENGTH 20FT | 0 | 305.3 | 135.724 | 0 | Lab-Ovh
871A-1D-3-30FT | Elec,ORP PROBE,PLATINUM,CABLE LENGTH 30FT | 0 | 322.48 | 155.854 | 0 | Lab-Ovh
871A-1D-3-40FT | Elec,ORP PROBE,PLATINUM,CABLE LENGTH 40FT | 0 | 339.66 | 175.984 | 0 | Lab-Ovh
X0180DZ | ADH.INSTANT SL-12M | 13 | 0 | 0.01 | 0.01
871A-1D-3-50FT | Elec,ORP PROBE,PLATINUM,CABLE LENGTH 50FT | 0 | 356.83 | 187.087 | 195.962 | Lab-Ovh
X0179LU | MARKER, SHRINKABLE | 713 | 0 | 0.08 | 0.08
X0179LT | Raw,Black, 3/32 x 3/8 (0.093 x0.046 x0.020) | 199 | 0 | 0.05 | 0.05
P0170VQ | Acce,Cable,MULTI 1 PR. AWG22 FEP INSUL. | 1412.5 | 2.42 | 0.69 | 0.69
X0145NP | Raw,O-Ring,Viton VW076-75, 2-119 | 1517 | 4.13 | 4.1 | 4.1
X0172WG | Raw,Fitting,Liquid Tight | 122 | 0 | 0.57 | 0.57
BS814GU | SEAL,PROCESS 12MM,PH12 EDPM 60 White | 65 | 0 | 0.014 | 0.014
1910301 | LABEL CELL | 0 | 0 | 0.1 | 0
2100644 | Terminal, Solder | 674 | 0 | 2.5 | 2.5
7000162 | Raw,Bag,Clear Ziplock Bag,3"x 5"-Plastic70,4mil | 2450 | 0 | 0.015 | 0.015
01329-S | Sub,Cable,Assembly | 0 | 0 | 18.194 | 17.663 | Lab-Ovh
14103UM | CELL FACTOR PROCEDURE | 0 | 0 | 0 | 0
15100AX | CONTINUITY TEST PROCEDURE | 0 | 0 | 0 | 0
15100BJ | CELL FACTOR PROCEDURE | 0 | 0 | 0 | 0
15100FS | CELL FACTOR PROCEDURE | 0 | 0 | 0 | 0
4S200MV | 871CC*B | 0 | 0 | 0 | 0
BS805VR | Raw,Cable Seal | 1542 | 0.06 | 0.1617 | 0.09
BS805WP | ELCTRD ASSY 0.1 | 0 | 0 | 53.947 | 39.001
N0249ME | WIRE 22AWG, GRN | 1821.165 | 0 | 0.25 | 0.25
X0173KX | Raw,Ring,Ret 3/16 External Ret Ring 5555-018 | 338 | 0 | 0.23 | 0.23
X0173MN | Raw,Ring,Retaining Internal n5000-68h 11/16 | 743 | 0 | 0.38 | 0.38
X0201AX | Raw,O-Ring,B5800FK PARKER SEAL | 2241 | 0 | 0.8226 | 0.8226
BS813PQ | PEEK TUBE 12MM ETCHED | 0 | 0 | 81.394 | 0
046CE100A | Cert, Certificate A Document | 0 | 75 | 0 | 0
P0170UV-0050FT | Acce,CABLE,PREAMP,50FT | 0 | 183.98 | 52.466 | 0.53 | Lab-Ovh
BS811JB-F050 | Patch Cord - 050 Feet, w/Preamp Sensor, Variopin | 0 | 333.71 | 103.742 | 94.858 | Lab-Ovh
BS805JP | BALL VALVE INSERTION ASSEMBLY BVI-1 W/PURGE | 0 | 1288.42 | 857.16 | 857.16 | Lab-Ovh
BS814KD | PATCH CORD - 30 FT, HIGH TEMP, SMART SEN | 0 | 691.39 | 186.361 | 186.536 | Lab-Ovh
BS811GV | Patch Cord, Variopin,21FT, Foxboro Dwg BS811GU | 0 | 273.61 | 94.446 | 94.446 | Lab-Ovh
BS809XF | Acce,Kit, Surface Mounting for 875 | 20 | 0 | 0 | 0
BS814AA | Certification Label, 876 | 20 | 0 | 0.472 | 0.415
X0143EK | Raw,Washer,Flat, #8 Typepe A 444 X 18 | 220 | 0 | 0.016 | 0.016
BS810HC | BUSHING 3/4" X 1" PVDF | 0 | 213.68 | 71.6 | 71.6
875EC-A2F-A | ELECTRODELESS CT ANALYZER,120VAC,50/60Hz,PIPE,FM,STORM DOOR | 0 | 503.42 | 165.457 | 165.457 | Lab-Ovh
506004-0001 | Sub,Ext Stem,PVC,.206"ODx1.75"L,.155"ID step,CAMOD-04-01-M | 0 | 0 | 0.153 | 0.153
871A-2F-3-40FT | Elec,pH Probe,Flat Bulb,PT100,w/PCB,Cable Length 40ft | 0 | 315.79 | 144.207 | 157.299 | Lab-Ovh
871A-1F-13-25FT | Elec,pH Probe,Flat Bulb,PT100, Cable Length 25ft | 0 | 314.67 | 147.759 | 143.022 | Lab-Ovh
BS811LY-25 | Acce,Cable Assembly,25FT | 0 | 0 | 49.81 | 0
BS811LX-5M | Acce,Cable Assembly,5M | 0 | 0 | 19.368 | 19.282
871A-4F-3-5M | Elec,pH Probe,Flat Bulb,PT1k,w/PCB,Cable Length 5m | 0 | 297.03 | 119.988 | 130.136 | Lab-Ovh
871A-4F-3-10FT | Elec,pH Probe,Flat Bulb,PT1k,w/PCB,Cable Length 10ft | 0 | 290.57 | 113.009 | 132.524 | Lab-Ovh
871A-4F-3-20FT | Elec,pH Probe,Flat Bulb,PT1k,w/PCB,Cable Length 20ft | 0 | 300.51 | 123.745 | 133.894 | Lab-Ovh
871A-2F-3-30FT | Elec,pH Probe,Flat Bulb,PT100,w/PCB,Cable Length 30ft | 0 | 305.85 | 133.471 | 140.101 | Lab-Ovh
7793ADN-170 | Sub,PlatBand,DJ,12x170mm Length | 0 | 0 | 15.915 | 0
SV3150 | Solu,Conductivity Standard, 150 µS/cm, Vernier | 1 | 0 | 0 | 0
871CR-A3T1H1B1 | CT R-SENSOR,0.1,PEEK,TI,1"SS B-VAL,PT1K,20FT,HTCABLE,#6 LUG | 0 | 1012.34 | 527.939 | 666.992 | Lab-Ovh
BS809NJ | BALL VALVE,316SS | 0 | 913.24 | 619.238 | 619.243 | Lab-Ovh
873RS-AIWFNZ | RESISTIVITY ANALYZER,120VAC,4-20MA,PANEL MOUNT,FM n | 0 | 279.87 | 109.807 | 569.729 | Lab-Ovh
871EC-BW0-3 | Elec,CT,Large Bore PEEK,PT100,WIDE-R,Cable PER S.O. | 0 | 646.32 | 582.533 | 0 | Lab-Ovh
BS811HW-F060 | Extension cable - Preamp Sensor; 60ft | 0 | 256.7 | 72.01 | 71.673 | Lab-Ovh
871FT-4F3D3C | ELEC,FT CT,IND-LOW,1-1/2",316SS,PEEK,FLANGE ANSI150LB | 0 | 2218.14 | 1926.139 | 1926.139 | Lab-Ovh
873RS-BTWFGZ | RESISTIVITY ANALYZER,220VAC,0-10VDC,PANEL MOUNT,FM | 0 | 297.53 | 125.991 | 128.515 | Lab-Ovh
SS300AV | Sub,871PH,LH SUBASSY,CPVC,CARP TC,PT100,VT ORING(SS300AP) | 0 | 0 | 136.256 | 0
BS811MH | CLEAR SHRINK SLV,1/2" x 3 3/4" | 0 | 0 | 1.3 | 1.3
SS130AQ | Assy-Cable Assemby | 0 | 0 | 203.3 | 0
444024-0009 | Sub,Tip,2.25"L,Kynar Pipe,1/2",SCH 80,Blk,H077K-04-01 | 22 | 0 | 2.222 | 1.258
1345114 | PROTECTOR, ELECT 2260 | 233 | 0 | 18 | 18
BS814MU | 876 DISPLAY STAND | 5 | 0 | 71.192 | 71.192 | Lab-Ovh
X0176BW | BALL VALVE, 1 1/2"FP,SS | 8 | 0 | 162.92 | 162.92
4S200SL | 873PH FINAL ASSY | 0 | 0 | 0.01 | 0
BS806UV | MEM, 873PH | 0 | 0 | 2.813 | 0
B0189EL | CE Label | 45 | 0 | 2.95 | 2.95
BS806DX | Raw,Screw,6-32 X 3/4 PH PAN M/S CAPTV .30THRND | 839 | 0 | 0.63 | 0.63
BS806FE | Acce,Kit,Pipe Mtg | 2 | 0 | 0 | 0
X0143AE | Raw,Washer,Flat, #6 Type A 380 X 158 X 04 | 124 | 0 | 0.01 | 0.01
BS807CX-10FT | CABLE ASSY,PVC,LUGGED,10FT | 0 | 0 | 17.747 | 0
BS811LX-15 | Acce,Cable Assembly,15FT | 0 | 0 | 17.903 | 0
871A-4F-3-15FT | Elec,pH Probe,Flat Bulb,PT1k,w/PCB,Cable Length 15ft | 0 | 295.54 | 118.377 | 0 | Lab-Ovh
15100FC | CELL FACTOR | 0 | 0 | 0.01 | 0
B1280FY | 4' X 4' ALUM. SHEET | 32 | 0 | 7.397 | 7.397
15100FL | RESISTIVITY CELL FACTOR | 0 | 0 | 0.01 | 0
15100FN | TEMPERATURE CELL FACTOR | 0 | 0 | 0.01 | 0
15100FR | CONTINUITY TEST PROCEDURE | 0 | 0 | 0.01 | 0
4S200XA | 871CR*A | 0 | 0 | 0.01 | 0
BS808KH | SEAL,CABLE,PVC,0.1cf | 9436 | 0 | 0.1911 | 0.13
BS808KW | INSERT CELL ASSY,STD,TI,VPEEK | 0 | 0 | 135.327 | 95.1
BS808LY | GND WSHR ASSY | 0 | 0 | 1.002 | 0
BS809NL | SHAFT ASSY,BVI-SST 12.5 "L" | 11 | 0 | 162.12 | 162.12
BS809RC | CABLE SEAL | 8336 | 0.04 | 0.1911 | 0.13
X0143RZ | Raw,Washer,Lock, #4 EXTERNAL TOOTH | 294 | 0 | 0.02 | 0.02
X0173YS | Raw,Ring,Retaining | 474 | 2.1 | 0.72 | 0.72
X0201NS | Raw,O-Ring,TFE-FILLED EPDM - SIZE: -016 | 70 | 7.81 | 3.0689 | 3.0689
449007-0041 | Sub,Tip,0.510"ODx0.7"L,ABS Rod 5/8",Blk,DOCHV-C4-04 | 483 | 0 | 1.4399 | 1.21
X0201NV | Raw,O-Ring,TFE-FILLED EPDM - SIZE: -012 | 1 | 0 | 2.8211 | 2.8211
X0201NW | Raw,O-Ring,TFE-FILLED EPDM - SIZE: -015 | 34 | 0 | 2.05 | 2.05
X0201NY | Raw,O-Ring,TFE-FILLED EPDM - SIZE: -117 | 438 | 0 | 2.45 | 2.45
BS809NK | REFRACTION CHAMBER | 13 | 0 | 410.1 | 410.1
1340-002 | NIPPLE,316SS | 33 | 0 | 9.147 | 9.072 | Lab-Ovh
4S200SK | 873RS FINAL ASSY DOC | 0 | 0 | 0.01 | 0
BS805YZ | CALIB KIT 873RS | 3 | 287.66 | 16.672 | 16.672 | Lab-Ovh
BS806FU | Acce,Kit,MFG,873 | 0 | 58.39 | 17.187 | 16.683 | Lab-Ovh
BS811VR | 873RS MEMORY V:43.15 | 0 | 0 | 2.813 | 2.813
871A-4F-3-15M | Elec,pH Probe,Flat Bulb,PT1k,w/PCB,Cable Length 15m | 0 | 330.34 | 155.953 | 171.596 | Lab-Ovh
BS811LX-15M | Acce,Cable Assembly,15m | 1 | 0 | 52.091 | 52.012 | Lab-Ovh
876EC-TYDA-7 | ELECTRODELESS CT INTELLIGENT TRANSMITTER | 0 | 244.34 | 92.922 | 86.378 | Lab-Ovh
871A-1F-13-20 | Elec,871A-1F-13, 20FT | 0 | 306.08 | 137.694 | 134.586 | Lab-Ovh
871CC-K2-3-9M | Elec,871CC-K2-3,Cable Length 9M | 0 | 458.92 | 259.749 | 212.02 | Lab-Ovh
BS811LX-20M | CABLE ASSY,20M | 0 | 0 | 67.232 | 0
871PH-1F1A3420M | Elec,871PH-1F1A-34,Cable Length 20M | 0 | 532.11 | 299.371 | 0 | Lab-Ovh
871PH-3F1A-3-10 | Elec,871PH-3F1A-3,10FT Cable | 0 | 471.54 | 238.605 | 224.54 | Lab-Ovh
871EC-UT0-3-6M | Elec,871EC-UT0-3,6M Cable | 0 | 571.07 | 528.838 | 541.881 | Lab-Ovh
SS130AQ-6M | Assy-Cable Assembly, 6M | 0 | 446.38 | 162.15 | 0
871EC-SP7-34-20 | Elec,871EC-SP7-34,20FT Cable | 0 | 462.51 | 319.865 | 0 | Lab-Ovh
871CC-A2-3-5M | Elec,871CC-A2-3,5M Cable | 0 | 442.16 | 241.723 | 0 | Lab-Ovh
01351-S-5M | Sub,Cable,Assembly, 5M | 0 | 0 | 12.635 | 0
871EC-TF7-3 | Elec,CT,FFKM,316SS,TRI-CLAMP,Cable PER S.O | 0 | 486.39 | 510.63 | 0 | Lab-Ovh
BS810QD | Patch Cord - 40ft, high temp, no preamp | 0 | 575.94 | 193.862 | 0 | Lab-Ovh
EP485QPP0100MXX | Acce,Calibration Plug for 871EC | 0 | 220.66 | 104.48 | 0 | Lab-Ovh
PH10-1N3Q-C | Elec,Dolphin,PH,DOME BULB,PT100S,VP CONN,CHEMRAZ | 0 | 390.15 | 199.09 | 168.413 | Lab-Ovh
PH10-1S2S-FA | Elec,Dolphin,PH,DOME BULB,W/SMPCB,PT1000,S CONN,FM | 0 | 342.17 | 187.505 | 0 | Lab-Ovh
X0173VH | Raw,Screw,Hex, M16-2X 50 HS C/S | 0 | 0 | 0.02 | 0.02
SI1L1V1A-120VBK | Sub,Stem,pH,SJ,VBK,0.235"x120mm length | 237 | 0 | 0.014 | 0.013
BS811QV | ADAPTER, CONN, 316 SS | 29 | 0 | 89.95 | 89.95
873PH-JIXFGZ | PH ANALYZER,100VAC,4-20mA,METAL SURFACE MOUNT,FM | 0 | 371.8 | 189.221 | 0 | Lab-Ovh
873CC-AIXFNZ-7 | CONTACTING CT ANALYZER,120VAC,4-20MA,METAL SURFACE MOUNT,FMR | 0 | 392.12 | 208.329 | 0 | Lab-Ovh
871PH-4R1D-C | Elec,ORP,CPVC,PT,PT1K,TI,CERAMIC JCT,PVDF,20FT,PIN LUG,CHEMR | 0 | 853.94 | 756.913 | 756.913 | Lab-Ovh
871CR-A3T1C1B1 | CT R-SENSOR,0.1,PEEK,TI,3/4"NPT PEEK BUSH,PT1K,20FTHT,#6 | 1 | 807.32 | 544.742 | 544.742 | Lab-Ovh
871PH-3A1A-QT | Elec,pH,Ryton,Dome Bulb,w/PCB,TI,Ceramic jct,Ryton,vp,teflon | 0 | 621.33 | 308.032 | 282.196 | Lab-Ovh
EP485QTF0075MXX | Acce,Calibration Plug for 871EC | 0 | 220.66 | 104.48 | 0 | Lab-Ovh
EP485QTF0065MXX | Acce,Calibration Plug for 871EC | 0 | 220.66 | 104.48 | 0 | Lab-Ovh
PH10-3S4S | Elec,Dolphin,PH,FT BULB,W/SMPCB,PT1K,S CONN | 0 | 342.17 | 188.087 | 0 | Lab-Ovh
PH10-2P3A | Elec,Dolphin,PH,DOME BULB,NO GUARD,W/PCB,PT100,10FT CABLE,PI | 0 | 273.21 | 124.883 | 133.721 | Lab-Ovh
PH12-1P11Q-EZZ | Elec,pH,12MM,Dome Bulb,PEEK,120MM,PT100,VP,EPDM,No Agency Ce | 0 | 475.09 | 422.142 | 276.341 | Lab-Ovh
875CR-B1C-AC | CT/RESISTIVITY ANALYZER,220VAC,PANEL,CSA,STORM DOOR,HART | 0 | 362.35 | 126.953 | 0 | Lab-Ovh
871PH-1D1B-4 | Elec,pH,Ryton,Flat,w/PCB,PT100,TI,Ceramic jct,PTfe,20ft,no L | 0 | 501.31 | 311.746 | 258.263 | Lab-Ovh
2989-3 | Pressure Transmitter | 0 | 0 | 0.011 | 0
BS811HK | Acce,Kit,O-Ring for Universal Seal | 0 | 120.8 | 52.055 | 31.631 | Lab-Ovh
BS812MT | Acce,Kit,PTFE Collar TI | 0 | 94.35 | 27.096 | 26.957 | Lab-Ovh
0051365-EP027F | 0051365+EP027F AUX | 0 | 2172.45 | 577.859 | 0 | Lab-Ovh
X0175PG | TERMINAL BLOCK | 13 | 70.42 | 20.12 | 20.12
BS811LB | 875 DISPLAY ASSY | 0 | 427.92 | 21.878 | 26.903 | Lab-Ovh
875EC-C2D-A | ELECTRODELESS CT ANALYZER,240VAC,PIPE,IEC,STORM DOOR | 0 | 503.81 | 165.717 | 540.191 | Lab-Ovh
873CC-CIPFGZ | CONTACTING CT ANALYZER,240VAC,4-20MA,PLASTIC PANEL MOUNT,FM | 0 | 313.14 | 138.798 | 396.899 | Lab-Ovh
15100FQ | TEST PROCEDURE | 0 | 0 | 0 | 0
1345103 | FLOW CHAMBER, 316, THREADED | 12 | 0 | 35.208 | 24.859 | Lab-Ovh
1345106 | FLOW CHAMBER, PVC, THREADED | 9 | 0 | 4.5 | 64.67
1345115 | BUSHING, 316, 1.5 NPT, -K | 6 | 0 | 33.894 | 33.29 | Lab-Ovh
1345116 | BUSHING,1.25NPT,TWST LK 2220 | 5 | 109.87 | 83.288 | 30.935 | Lab-Ovh
1900090 | NAMEPLATE,GVI SS386 | 5 | 0 | 1.89 | 1.89
1900645 | NAMEPLATE,GVI INSTRUCT.44 | 9 | 0 | 35.01 | 35.01
2701002 | FLANGE | 5 | 0 | 292.3 | 292.3
2705345 | BUSHING, 316, 2 NPT, 1210 | 4 | 0 | 95.841 | 96.185 | Lab-Ovh
5500134 | PLUG, 316SS, (USED IN 51188) | 1 | 0 | 22.111 | 13.557
X0176BU | 2-PIECE FULL PORT BALL VALVE 316 FNPT ENDS TC-02X | 3 | 0 | 36.45 | 36.45
BS813LD | FLOW CHAMBER, 316 SS | 5 | 0 | 111.247 | 111.106 | Lab-Ovh
X0177DM | Raw,Ring,Retaining Round Section Closed Wire | 6 | 0 | 2.79 | 2.79
4S200CN | 871EC_STY_A | 0 | 0 | 0 | 0
442017-0002 | Sub,Body,.472"ODx1.26"L,CPVC Pipe,1/4",SCH 40,RH5YC-04-02 | 27 | 0 | 0.214 | 0.001
442004-0005 | Sub,Cap,0.472"ODx0.67"L,CPVC Rod,RH5YC-04-03 | 28 | 0 | 0.113 | 0.073
2800071 | Raw,Screw, | 149 | 0 | 0.02 | 0.015
BS806DG | LABEL, CABLE MARKER (FULL PATENT STATEMENT) | 0 | 0 | 0.144 | 0
X0173MR | Raw,Ring,Retaining,Spiral, ID 0.617 Wall 055 for 871CR | 250 | 0 | 3.73 | 4.26
2800096 | Raw,Screw,for 871CR | 266 | 0 | 0.44 | 0.44
BS814MF | LABEL, SMART SENSOR, PC INTERFACE | 0 | 0 | 0.01 | 0
BS814NU | USB Enclosure Modified | 26 | 0 | 3.573 | 4.031 | Lab-Ovh
BS814QG | Smart pH USB Thumb Drive 4GB | 0 | 0 | 7.75 | 7.75
20BAAAC | PNS, | 0 | 0 | 0 | 0
4S201BE | INFO DOC | 0 | 0 | 0 | 0
BS805NE | SEAL PLUG | 2856 | 0 | 0.12379 | 0.125
X0118AK | PNS,CATALYST 11 | 2 | 0 | 69.27 | 72.73
BS814LY | Upper Hsg Agency FM Non Inc | 0 | 0 | 7.814 | 0
4S201BC | MS_875CR*D | 0 | 0 | 0 | 0
BS810MU | LABEL,INFO | 0 | 0 | 0.26 | 0.26
BS810NG | Acce,Kit, Panel Mounting for 875 | 662 | 0 | 9 | 9
BS811AP | Acce,Kit,Jumper | 0 | 3.4 | 1.255 | 1.02
BS811SY | 875CR 120V AC PROCESS BD, PHANTOM,SEE NOTE | 0 | 0 | 125.746 | 0
X0169RP | Raw,Screw,Self Taping, #4 X 0.750 | 599 | 0 | 0.16 | 0.16
X0201JK | Raw,Standoff,Hex, 5/16" male-female | 230 | 0 | 1.33 | 1.33
BS814KA | LABEL, UL | 0 | 0 | 0.234 | 0
15100FP | TEST PROCEDURE | 0 | 0 | 0 | 0
BS800EL | Raw,O-Ring,EPDM,90A,21.95mmx25.51mm,Black | 235 | 0 | 1.7274 | 1.7276
B1279FZ | SMALL CAP, PEEK, MACHINED | 833 | 0 | 4.7005 | 3.95
X0176AN | "VALVE, 3"" USED IN BS806GE" #46495K28 | 2 | 0 | 796.05 | 796.05
BS806AP | SHAFT/BS806AN | 2 | 0 | 124.032 | 123.674 | Lab-Ovh
0051181 | FLOW CHAMBER PVC | 0 | 1204.56 | 346.505 | 345.114 | Lab-Ovh
0051184 | TEE PVC 1 IPS | 0 | 64.24 | 18.591 | 17.96 | Lab-Ovh
BS807RH | Raw,Spacer 1439, 2727 | 39 | 0 | 43 | 43
BS808BQ | Raw,Spacer,Tube, 3" Ind | 16 | 0 | 175 | 175
BS811BN | SPACER, IND, 1/2" TO 1" | 11 | 0 | 85.85 | 85.85
BS807JX | SLEEVE INSUL 2" 2144, 2727 | 8 | 0 | 108 | 108
D0159SK | USB TO SMART SENSOR INTERFACE BD | 202 | 0 | 23.45 | 23.45
BS810EX | BUSHING, 1 NPT, PVDF | 7 | 0 | 332 | 332
BS809KK | SENSOR BODY,CONN,STD,GFN3 | 0 | 0 | 333 | 145.92
BS810EW | Raw,Bushing,Lockscrew | 3 | 0 | 197 | 197
ENV-40-PH-3MT | Elec,pH,XVD,DJ,12mmX115mm,Sealed Reference,Amber Polycarb | 0 | 0 | 8.208 | 5.984
ENV-40-ORP-3MT | Elec,Plat(PT Wire),SJ,12mm x 115mm,Amber Epoxy,See Drawing | 0 | 0 | 11.16 | 10.063
441005-0014 | Sub,Body,0.475"ODx1.7"L,Gray PVC,Solid State,CLYSV-14-01 | 4 | 0 | 8.741 | 8.34 | Lab-Ovh
449018-0003 | Sub,Lower Disc,1"ODx0.45"L,Blk ABS Rod,H0LCA-04-04 | 0 | 0 | 0.148 | 0
X0173YZ | Raw,Screw,8-32 X 5/8 PH FILL CAPTIVE | 3031 | 0 | 3.03 | 3.03
20BAAAF | FIRMWARE VERSION 2.18 HART | 0 | 0 | 0.01 | 0
4S201BD | INFO DOC,871CR | 0 | 0 | 0.1 | 0
BS811TG | 875EC 120V AC PROCESS BD,SEE NOTE | 0 | 0 | 117.52 | 193.62
BK3554 | 875EC Instruction Manual | 0 | 0 | 0.25 | 0
44000088 | PNS,Foam,Insert for Shipping 2"x 8"x 8" | 0 | 0.57 | 0.53 | 0.53
BS810TC-M | Elec,PH10 LH GUARDED(R),BULB,PT1K,SOL-GND,VT ORING (BS810TB) | 0 | 0 | 55.111 | 0
S-CT23L-01 | Sub,CT23,slot body,Blk Epoxy,K=1,Graphite Rod,CT23L-E6-06 | 0 | 0 | 6.78 | 0
449016-0005 | Sub,Cap,1.181"ODx0.63"L,ABS Rod,Blk,H0MTA-04-03 | 0 | 0 | 0.501 | 0
ATT5-430 | Sub,TestTube,3.68mm (.145") x 430mm Length | 27 | 0 | 0.024 | 0.019
HR61-PC19-20M | Elec,pH,Ryton,ASGVII,DJ#HR61Z-D01-B0X-X000PF,20M CABLE | 0 | 156.98 | 125.438 | 95.363 | PROX Lab
H054-0003 | Elec,pH,1/2"NPT,ASG VIII,DJ,blue cap,Coax,1M,BNCw/blue boot | 0 | 0 | 9.05 | 0
R054-0003 | Elec,ORP,1/2"NPT,PtDISC(2.5mm),DJ,redcap,Coax,1M,BNC,Redboot | 0 | 0 | 20.706 | 0
ECEPCO151701DC | DEMO CASE - 876PH, PH10, PH12, & Parts | 0 | 0 | 1870.262 | 1630.465
N1220RV | CASE, DEMO | 8 | 0 | 322.15 | 322.15
876PH-SWZZ | PH/ORP/ISE INTELLIGENT TRANSMITTER | 0 | 256.64 | 102.224 | 103.751 | Lab-Ovh
0048130 | PNS,Silicone Oil, Tube (MOLYKOTE) | 0 | 0 | 11.61 | 11.61
BS814KZ | CORD GRIP ASSEMBLY | 31 | 0 | 5.045 | 5.2
BS806WX | Acce,Kit, Panel Mounting | 0 | 0 | 0 | 0
BS810UK-M | LOWER HOUSING ASSEMBLY(Reworked) | 0 | 0 | 54.72 | 0
44008800 | PNS,Box, Shipping 44''x 8''x 8'' DBW-FOL, Heavy Duty Thick | 0 | 10.75 | 10.05 | 10.05
X0201QZ | ROD CERAMIC 3 inch 203699-00 | 58 | 0 | 1.82 | 1.82
BS814PJ | Enclosure, 876 Smart - Green | 5 | 0 | 0 | 0
XS005LQ | Rotate Flash Drive 4GB | 22 | 0 | 7.75 | 7.75
B1280LQ | SPADE LUG TO BANANA JACK Vendor Part # 3744A-02 | 15 | 0 | 4.3604 | 4.3604
BS810TD-M | Elec,PH10 LH GUARDED(R),BULB,PT100,SOL-GND(RD),VT ORING (BS8 | 0 | 0 | 54.101 | 0
BS810TG-M | LOWER HOUSING ASSEMBLY(R) | 0 | 0 | 54.624 | 0
BS810TY-M | Sub,ORP10 LH SUBASSY(R),PTDISC,PT1K,SOL-GND,VT ORING (BS810 | 0 | 0 | 145.163 | 0
BS810TZ-M | LOWER HOUSING(R) | 0 | 0 | 144.153 | 0
BS810TH-M | Elec,PH10 LH FLAT(R),BULB,PT1K,SOL-GND,VT ORING (BS810TB) | 0 | 0 | 56.377 | 0
BS810TM-M | Elec,PH10 LH FLAT(R),FT-BULB,PT100,SOL-GND,VT ORING (BS810TB | 0 | 0 | 54.682 | 0
BS810UT-M | LOWER HOUSING ASSEMBLY(R) | 0 | 0 | 55.301 | 43.856
BS810TN-M | Elec,PH10 LH FLAT(R),FT-BULB,PT1K,SOL-GND,VT ORING (BS810TB) | 0 | 0 | 55.692 | 0
BS810TS-M | LOWER HOUSING ASSY(R) | 0 | 0 | 47.536 | 0
BVA-PHB1V24 | BALL VALVE INSERTION,871PH,1-1/2",316SS,VT O-RING,0-24"L | 0 | 1705.87 | 1382.648 | 0 | Lab-Ovh
PH10-2N1A-E2AA | Elec,Dolphin,PH,DOME BULB,NO GUARD,PT100,20FT,PIN LUGS,EPDM, | 0 | 291.81 | 151.308 | 0 | Lab-Ovh
X0172SG | Raw,O-Ring,Markez Z1352-007 | 545 | 20.85 | 5.956 | 5.956
44001454 | Label, for inside of glass electrode,solid blue, 1.45"x 4"L | 357 | 0 | 0.41 | 0.41
SAMPLE-DO | ELEC,NPD SAMPLE, DO | 3 | 0 | 0 | 0
44340375C | Raw,Bulb Cap, .360" x 1"long , clear | 2000 | 0 | 0.211 | 0.205
SAMPLE-ELECT | ELEC,NPD SAMPLE, ELECTRONIC | 0 | 0 | 0 | 0
SAMPLE-MULT | ELEC,NPD SAMPLE, MULT-SENSOR | 14 | 0 | 0 | 0
SAMPLE-MECH | Elec,NPD SAMPLE,MACHINE PART | 224 | 0 | 0 | 0
SAMPLE-ISE | Elec,NPD SAMPLE,ISE | 1 | 0 | 0 | 0
33030064 | Raw,Tubing,Heat Shrink,3/64" black color | 1046.399 | 0.17 | 0.4438 | 0.44
SAMPLE-SOLU | Elec,NPD SAMPLE,SOLUTION | 0 | 0 | 0 | 0
V-4000-20B | Elec,pH,X-VD,DJ,3/4"MPT Black Kynar,Guard,Annular.Jin.S | 1 | 470.71 | 39.316 | 39.402 | PROX Lab
873EC-CIYFGZ-7 | ELECTRODELESS CT ANALYZER | 0 | 278.46 | 108.22 | 607.014 | Lab-Ovh
00220250 | Raw,Barstock, PVC black color 1/4" dia | 0 | 0.7 | 1 | 1
05012193 | Raw,Chem,Barium Oxide 97% | 230 | 239.68 | 3.46 | 3.46
SI1I1V1E-136 | Sub,stem,ORP,0.205"Pt Band,0.195"x5.35"L#R035N-V1-01 | 0 | 0 | 10.278 | 0
05291302 | Raw,Chem, Silicone (IV) Oxide 99.5% | 20000 | 0 | 0.0196 | 0.01847
99031126 | Cable,C-17,3 connductor, Red,White,Blue,26ga,gray pvc jacket | 14175 | 0.2 | 0.59 | 0.59
TB82PH-1010110 | Transmitter,TBI pH 2-wire,lightng supp,FM appvd,2" p | 0 | 0 | 1555.82 | 1555.82
PHGGG0QD7S00 | Elec,ORP,Gold Disk,SJ,3/4"MPT Kynar wGuard,LCJ,VP8 | 1 | 177 | 154.996 | 86.814 | Lab-Ovh
M06-003-030 | Sub,Fitting,SS316L,1"x3/4" MPT,1/2" Tubing,4973 Style,K=10 | 0 | 0 | 34.809 | 35.063 | Lab-Ovh
A-2201-20BH | Elec,pH,TB551,XVD,DJ,SPR,3Kohm,Kynar/Viton,No Guard | 3 | 512.17 | 77.442 | 73.262 | Lab-Ovh
3500720 | Acce,Tube, Titanium Sensor Sheath for TBI 557, 15" length | 0 | 295.99 | 28.63 | 11.121 | Lab-Ovh
AMPS-A505 | ELEC,Sonde,2.85"OD,PVC,5P,CT/PH/ORP/NH4/NO3,10M,RS485 output | 0 | 3675 | 1273.2 | 0 | Lab-Ovh
00284220 | Raw,PD filter,square,6x6x1mm, 670/100nm (Nantong Yinxing) | 114 | 0 | 4 | 4
PH12-1P22Q-ZZ | Elec,pH,12MM,Dome,PEEK,225MM,PT1K,VP,No Agency Cert | 0 | 458.71 | 512.854 | 232.573 | Lab-Ovh
C13-006-WK | Sub,Cable,WK,C13,6 feet,BNC w/Blue Boot,Female 3-Pin Molex | 4 | 0 | 6.185 | 6.185 | Lab-Ovh
31074354 | Raw,SQ-00365 CABLE GRIP | 18 | 0 | 22.5 | 22.5
CCDDCT5034S00 | Elec,Cond,K=10,Graphite,3/4"NPT,8550,50ft Cable, Hanks | 0 | 0 | 124.113 | 0
ST3254.2 | Elec,Toroidal,100ms,CPVC,#C3254.2-010T | 0 | 205.05 | 178.979 | 164.865 | Lab-Ovh
55150028 | Cap, from Eutech | 3060 | 0.54 | 0.5 | 0.5
55152900 | Body, from Eutech | 0 | 0.54 | 0.5 | 0.5
14051501 | PNS,Silicone,Lube O-Rings,Silicone Grease,14oz Tube | 3 | 164.88 | 57.72 | 57.72
1507307 | Valve,Ball,1"SS316L,PTFE Seats,FNPT Ends,3 pc,full port | 5 | 0 | 49.71 | 49.71
1500303 | Raw,Flange,316SS 2" 150# Raised Face,Blind,No Hole | 37 | 0 | 149.98 | 149.98
H066-IREF | Elec,pH,w/iREF,3/4NPT,Grey PVC,NTC-10K,AMP,RS485 | 2 | 0 | 345.442 | 345.442
00070241-038 | Sub,Cut,Barium, 2.41mm (.095") x 038mm (1.5") Length | 11 | 0 | 0.001 | 0
M01-001-204 | Sub,Housing,Kynar,1"MNPT x 14-TPI,0.325,Teflon Junc.,4 Grds | 0 | 0 | 17.782 | 0 | Lab-Ovh
SI1R1V2B-78-III | Sub,Stem,pH,DJ,ASG III,078mm Length | 0 | 0 | 0.02 | 0 | Lab-Ovh
56060D2-20H | Elec,Antimony Billet,DJ,3/4" NPT,LCJ,SPR | 1 | 346.02 | 44.461 | 38.059 | PROX Lab
S250 | Raw,Simulator, Pocket pH/ORP with high impedance mode | 2 | 260.65 | 60.74 | 60.74
RMAPACKSHIP | RMA FOR PACK & SHIP | 0 | 0 | 0 | 0
1807641 | Nut,Retainer CPVC MKIX W/ Built in 1.35" Spacer Tube | 0 | 0 | 41.328 | 19.769
V-4051-25BT-125 | Elec,pH,XVD,DJ,TC 3K ohm,LCJ,125mm Shldr,SPR | 5 | 524.78 | 83.205 | 78.144 | Lab-Ovh
00301125 | Raw,Barstock, Delrin(Acetal)1-1/8" OD black | 96 | 3.85 | 5.15 | 5.15
00030875 | Raw,Barstock, CPVC 7/8" OD gray color | 0 | 0 | 4.49 | 4.49
MK7H-18RK-F04 | MK7H-18RK,1.5" 300lb. Raised face Flange | 0 | 10923.37 | 3454.543 | 0 | Lab-Ovh
PHG1GT204CSC | Elec,pH,X5,DJ,8550,3/4"Kynar w/GD,GND,20F,w/BVA,SStag,CAL | 0 | 1340 | 587.637 | 624.871 | Lab-Ovh
ORE-5411-10 | Elec,Plat,DJ,1/2"MNPT In line,#1969826-010B | 1 | 126.63 | 76.089 | 76.089 | PROX Lab
PHE-5311-10-NB | Elec,pH,X-2,SJ,#1963527NB-10B,Amplifier,1/2"MNPT,No Battery | 3 | 95.26 | 34.008 | 8.494 | PROX Lab
PHE-5316-10 | Elec,pH,X-2,SJ,#1923537-10B,3/4 MNPT CPVC,Guard | 1 | 63.6 | 27.549 | 25.816 | PROX Lab
PHE-5321-10 | Elec,pH,X-2,SJ,#1963591-010B,T/L | 2 | 83.08 | 25.857 | 24.727 | PROX Lab
C96-M10-TC | Sub,Cable,6C:200155-WP,10M,ODO,See DWG#C96-05-01 | 0 | 0 | 23.866 | 23.866 | Lab-Ovh
BS811HW-F050 | ACCE,Extension cable - Preamp Sensor; 50FT | 0 | 218.76 | 63.219 | 62.881 | Lab-Ovh
CCDDTR2034S00 | Elec,COND, K=10.0,Graphite,PT1000, 20ft cable, 3/4" NPT | 0 | 283.55 | 133.743 | 184.37 | Lab-Ovh
35812-06 | Elec,Cadmium,#CD21508-003B,Refill,Epoxy | 2 | 113.56 | 23.467 | 1.574 | PROX Lab
35812-08 | Elec,Calcium,#CAL1508-003B,12x110mm,Epoxy,Refill | 24 | 108.32 | 31.63 | 4.984 | PROX Lab
35812-24 | Elec,Lead,#PB21508-003B,12x110mm,Epoxy,Refill | 1 | 125.92 | 57.949 | 49.795 | PROX Lab
35812-40 | Elec,Silver/Sulfide,#AGS1508-003B,12x110mm,,Refill,Epoxy | 1 | 90.48 | 40.751 | 39.04 | PROX Lab
C18-X06-TC | Sub,Cable,TC,C18,6in,Strip and Tin,Cable:99030131 | 0 | 0 | 0.616 | 0
S0112PK | Raw,Bag,STATIC SHIELD BAG 15"W x 18"L,Open Ended | 445 | 1.24 | 0.6 | 0.6
R035-SP009-5M | Elec,ORP,PC,GD Disc,DJ#R035N-G00-D0X-SM05WB | 0 | 30.45 | 28.3 | 0
5658-60 | Elec,pH,SJ,#5673511-S7,8x55mm,Spear | 0 | 0 | 2.303 | 1.206
FMFRCS05 | FC,Chlorine,RC68-1201-3FT,4-20MA,0-5PPM,w/logoPMS286C | 0 | 425.1 | 175.039 | 152.266 | Lab-Ovh
77020010 | Raw,Connector,6 pin(Philmore)Female,Eutech style | 2740 | 0 | 2.75 | 2.75
CCDATTJB10000 | Elec,Cond,K=0.01,TI/PEEK,8550,J-Box,16"L tube | 0 | 0 | 243.207 | 243.207 | Lab-Ovh
1159628-000 | Elec,pH,XVD,DJ,SSFlowThru,Coax,26in,BNC w/BlueBoot,KLA | 7 | 139.38 | 46.823 | 46.823 | Lab-Ovh
PH10-1N2Q-CFN | Elec,Dolphin,PH,DOME BULB,PT1K,VP CONN,CHEM,FM | 0 | 319.17 | 209.585 | 180.501 | Lab-Ovh
00200010 | Raw,Barstock, Teflon, 1"dia,Glass Filled(25%glass) | 0 | 12.9 | 17.98 | 17.98
9210013-1G | Solu,Buffer pH 7,1 Gallon, NIST-Traceable | 0 | 94.35 | 1.996 | 4.511
9210012-1G | Solu,Buffer pH 4,1 Gallon, NIST-Traceable | 0 | 100.95 | 1.996 | 6.406
M07-003-081 | Sub,Tube,316SS,Conductivity K=1,0.75"ODx16"L,2 holes | 0 | 0 | 33.778 | 0 | Lab-Ovh
00031250 | Raw,Barstock, CPVC 1-1/4" Dia | 60 | 0 | 8.93 | 8.93
M07-003-069 | Sub,Tube,316SS,Conductivity K=1.0,0.5"ODx2.46"L,San,C621 | 0 | 0 | 3.322 | 0
44009000 | Raw,Box, 9" Electrode Tray, 9"L x 2-5/8"W x 1-3/4" Deep | 7128 | 0.42 | 0.195 | 0.195
1600705 | Fitting, Gland Kynar 1/2"MPT for Uniloc 320A, w/dual O-Rings | 423 | 0 | 3.88 | 3.88
M07-003-080 | Sub,Tube,316 SS,For MK7Z,3000712Z-46 | 0 | 0 | 87.985 | 0 | Lab-Ovh
M17-003-023 | Sub,Pin, SS 316L,0.061"ODx1.5"L,Cond K=1.0 For C35 | 15 | 0 | 0.769 | 0.735 | Lab-Ovh
44008884 | PNS,Tape, Shipping 3/4'' Wide Filamnet Tape | 12 | 0 | 3.05 | 3.05
00310012 | Raw,Cust,Ag/AgCl wire,0.015"ODx3"L,Lazar,use242014 | 0 | 0 | 0 | 0
33010016 | Raw,Tubing, Heat Shrink,1/16" black | 2816.625 | 0 | 0.085 | 0.085
315180NB | Sub,0.015" Anodized Wire,180mm Length,AgCl Dip | 0 | 0 | 0.472 | 0
27503-94 | Solu,Ammonia Standard,100ppm,# NH3AS03 | 0 | 22.17 | 2.162 | 2.118
EP485QRE2000UXX | Acce,Calibration Plug for 871EC | 0 | 213.69 | 104.646 | 103.749 | Lab-Ovh
93X219053 | Elec,Cond,#ECCS10-0-01SS,K=0.01SS,w/long 1/2"MNPT SS,PT100 | 2 | 126.07 | 86.521 | 84.932 | PROX Lab
93X219056 | Elec,Cond,#ECCS10-1-0SS,K=1.0,SS,W/short 1/2"NPT SS cap | 1 | 125.92 | 62.493 | 61.81
1600143G | Acce,Adapter,T/L Kynar 1" MPT w/Guard for twist-lock electro | 0 | 0 | 75 | 75
00020013 | Raw,Set Screw M2.5 x 3, 18-8 | 0 | 0 | 9.92 | 0
E31M003-SF | Elec,ORP,Glass,PT Band,#RR04G-07-01 | 36 | 0 | 32.807 | 19.14
CCDCTT2034SSC | Elec,COND,K=1.0,8550 therm,20ft,3/4" NPT,SSTag,CalCert | 0 | 285 | 124.878 | 124.878 | Lab-Ovh
V-300B-20BT-96 | Elec,pH,MKIA,X-VD,DJ,SPR,PT100,CPVC/Viton,Rem Grd | 1 | 443.02 | 83.841 | 81.668 | PROX Lab
9210037 | Solu,Kit,pH 4, 7 & 10 Buffer, 475ml, NIST | 0 | 40.43 | 6.727 | 6.734
1602300 | Raw,Nipple,Kynar 18-TPI x 1" 0.800 OD,For use w/TBI 557 sen | 0 | 26.61 | 7.82 | 7.654 | Lab-Ovh
3000616S | Ferrule,316SS 3/4" Rear | 21 | 0 | 2.16 | 2.16
3000009 | Ferrule, Front Nylon 3/4" For MKVII | 27 | 0 | 4.69 | 4.607
196B739CG-008B | Elec,pH,XVD,DJ,Kynar 3/4" MPT End,1.3 GL Ins,SPR | 3 | 229.63 | 41.844 | 42.552 | Lab-Ovh
14051751 | PNS,Epoxy,Resin,Gallon Unit Kit,2 part A/B,3M 1751,High Te | 1 | 0 | 918.25 | 918.25
ISE-8780 | Elec,ISE, Cyanide,#CN01501-003B,Solid State | 1 | 130.77 | 53.552 | 32.368 | PROX Lab
35802-04 | Elec,Bromide,SJ,#BR01503-003B,Spring loaded | 4 | 149.49 | 28.211 | 10.154 | PROX Lab
PH10-1N2B-CFA | Elec,Dolphin,PH,DOME,w/GUARD,3wirePT1000,10FT,VP,CHEM,FM | 0 | 374.55 | 243.522 | 220.218 | Lab-Ovh
19504-14 | Elec,Cond.,Toroidal,#C3254PS.3, 1.5" NPT Kynar | 0 | 0 | 259.115 | 146.434 | Lab-Ovh
H077-0034-10FT | Elec,pH,CPVC,ASGIII,DJ#H077C-S00-D0X-S010BX | 0 | 0 | 31.695 | 0 | Lab-Ovh
R077-D001 | Elec,ORP,CPVC,3/4"NPT,PT Band,DJ,NTC-10K,20FT,T,RS485 | 0 | 275 | 72.665 | 0 | Lab-Ovh
876EC-TYDN-7 | ELECTRODELESS CT INTELLIGENT TRANSMITTER | 1 | 241.94 | 92.922 | 92.922 | Lab-Ovh
871CR-B3M4C1A1S | CT R-SENSOR,0.1,PVDF,MONEL,4"INT,3/4"INT,PT1K,20FT,#6,NIST | 0 | 851.63 | 784.82 | 663.611 | Lab-Ovh
873EC-AIWCNZ-7 | ELECTRODELESS CT ANALYZER | 0 | 315.96 | 123.884 | 518.563 | Lab-Ovh
873EC-AIWFNZ-57 | ELECTRODELESS CT ANALYZER | 0 | 270.51 | 106.901 | 475.396 | Lab-Ovh
MPE-PTEE-01 | Acce,Tee fitting assy,PVC, 1"NPT,#FLUO-TEE | 0 | 0 | 13.959 | 0 | Lab-Ovh
22190045 | Raw,Spring,Compression, 316SS, 1503 for Accuflow | 808 | 0 | 0.79 | 0.79
00284228 | Raw,filter,BP445/21nm, 6x6x1 mm | 95 | 0 | 0.8 | 0.8
XC-PAH2 | Elec,Fluorometer Crude Oil,Ti,NTC-30K,TeledyneCONN,RS485 | 0 | 0 | 398.444 | 0 | Lab-Ovh
871EC-SP0-3-80 | ELEC,871EC-SP0-3,80FT CABLE LENGTH | 0 | 470.51 | 358.685 | 0 | Lab-Ovh
3000468 | Fitting,Connector, Port 1/2"TP x 1/2"TP,316SS | 63 | 0 | 10.03 | 10.03
9310051 | Fitting,Bulkhead Union 1/2" 316SS | 0 | 0 | 25.05 | 25.05
BS808MT | CELL INSERT ASSY | 0 | 0 | 325.081 | 0
871EC-TF2-3V-10 | ELEC,871EC-TF2-3V,10FT cable length | 0 | 740.83 | 426.389 | 570.136 | Lab-Ovh
0051193 | BUSHING 316SS | 0 | 471.14 | 134.218 | 198.072 | Lab-Ovh
FLUO-ADPT01 | Acce,Tee fitting adapter,PVC,for Pyxis Tee | 13 | 42 | 20.157 | 20.157 | Lab-Ovh
M07-011-006 | Sub,Tube,Gray PVC,OD01.75"X5.76"L,for PTSA202 | 0 | 0 | 5.134 | 0
M18-011-004 | Sub,Adapter, PVC, 2"X0.935,for Pyxis TEE | 20 | 0 | 17.662 | 16.907 | Lab-Ovh
44340207 | Raw,Bulb Cap, Black, .207" x .812"L x .040"thk,for Fisher | 3969 | 0 | 0.031 | 0.031
11230014 | Raw,Wire,Silver, 99.99% pure, 0.014"Dia | 671.2 | 0 | 1.1466 | 0.78
ETC-IN-001-3TL | Elec,Total Chlorine with EMEC logo,RC67-D001-3FT | 0 | 310 | 154.676 | 131.294 | Lab-Ovh
V-0000-10H | Elec,pH,Ryton Cap,X-VD,DJ,SPR,No TC,12x110mm | 11 | 217.28 | 18.637 | 21.313 | Lab-Ovh
680076-NF | Raw,Case,Carry Case Only,No Foam,P-ODO,Black Plastic | 100 | 0 | 3.4197 | 1.95
MK7H-463K-F01 | MK7H-463K,1" 150lb. Raised face Flange | 0 | 18170.95 | 7685.704 | 0 | Lab-Ovh
MK7H-463K-F02 | MK7H-463K,1" 300lb. Raised face Flange | 0 | 18479.62 | 7815.329 | 0 | Lab-Ovh
MK7H-463K-F03 | MK7H-463K,1.5" 150lb. Raised face Flange | 0 | 18523.19 | 7833.629 | 0 | Lab-Ovh
MK7H-463K-F04 | MK7H-463K,1.5" 300lb. Raised face Flange | 0 | 19322 | 8169.129 | 0 | Lab-Ovh
MK7H-463K-F05 | MK7H-463K,2" 150lb. Raised face Flange | 0 | 19191.29 | 8114.229 | 0 | Lab-Ovh
00190013 | Raw,Tubing,SS 316L,.750"Raw,Magnet pin, 5862K155_HIGH-PULL C | 410 | 0 | 23.02 | 23.02
MK7H-463K-F06 | MK7H-463K,2" 300lb. Raised face Flange | 0 | 19495.33 | 8242.329 | 0 | Lab-Ovh
MK7H-463K-F07 | MK7H-463K,3" 150lb. Raised face Flange | 0 | 20512.95 | 8669.329 | 0 | Lab-Ovh
MK7H-463K-F08 | MK7H-463K,3" 300lb. Raised face Flange | 0 | 21936.29 | 9267.129 | 0 | Lab-Ovh
5731301-32-3BU | Elec,Cond,K=1.0,Graphite,Blk Epoxy,PT1K.Ban/BNC,Blk Boot | 0 | 156.44 | 22.362 | 46.5 | Lab-Ovh
MK7K-16-F | Holder,MK7-K KYNAR,16",7"insert w/BV,SZ,w/Flange | 0 | 0 | 1343.449 | 0 | Lab-Ovh
CTGB-D001 | Elec,CT,3/4"NPT,Ryton,Caron,K=0.42,NTC-10K,1M cable,T,RS485 | 5 | 378.89 | 147.146 | 142.567 | Lab-Ovh
35803-53 | Solu,ISA,5M NACL,475ml,#NH4IS01 | 0 | 16.46 | 2.162 | 2.162
77000511 | Raw,Resistor,Philips type SFR 1%,5.11k ohm,(for Pulsafeeder) | 200 | 0 | 0.36 | 0.36
I-2000-D1-SF | Transmitter,VLC,ACPower,2xAnalog | 0 | 0 | 1068.11 | 0
110512 | Elec,pH,X-2,DJ,#5273706G-S7,R001013(outer)R001011(inner)Syr. | 0 | 0 | 20.988 | 17.584
I-2000-D2-SF | Transmitter,VLC,ACPower,2xDigital | 0 | 0 | 924.7875 | 0
I-2000-D3-SF | Transmitter,VLC,ACPower,1xAnalog,1xDigital | 1 | 0 | 996.45 | 996.45
I-2000-D4-SF | Transmitter,VLC,ACPower,1xmVAnalog,1xCondAnalog | 0 | 0 | 965.74 | 965.74
I-2000-S1-SF | Transmitter,VLC,ACPower,1xAnalog | 0 | 0 | 994.5 | 0
00190021 | Nipple, SS 304, 1/2"NPT x 5"L, sch 40, seamless | 15 | 0 | 4.17 | 4.17
05290062 | Raw,Chem, Ammonium Iron(II) Sulfate Hexahydrate | 20 | 0 | 0.3 | 0.3
I-2000-S1-LP-SF | Transmitter,VLC,DCPower,1xAnalog | 2 | 0 | 641.25 | 641.25
00050130 | Raw,Tubing,Epoxy, Black, 0.242"OD x 0.130"ID x 0.056"wall | 144.56 | 0 | 4.11 | 4.11
871PH-1G1A | Elec,pH,Ryton,Dome Bulb,PT100,TI,Ceramic jct,Ryton,20ftCable | 0 | 483.98 | 251.059 | 272.885 | Lab-Ovh
BS806NQ-M015 | Patch Cord for 871PH Series Sensor,15M | 0 | 221.34 | 127 | 63.241 | Lab-Ovh
01351-S-7M | CABLE ASSY, 7M | 0 | 0 | 15.867 | 0
M06-003-031 | Sub,Fitting,SS316,1"MPT,Nylon/SS Ferrules w/Studs for C35 | 12 | 0 | 52.081 | 52.081 | Lab-Ovh
M06-003-032 | Sub,Fitting,SS316,1"MPT,Nylon/SS Ferr.,w/Studs&O-Rings,C35 | 9 | 0 | 57.829 | 43.838 | Lab-Ovh
875PH-C3Z-A | PH/ORP/ISE ANALYZER,240VAC,SURFACE,NO CERT,STORM DOOR | 0 | 446.98 | 148.72 | 563.562 | Lab-Ovh
31074339 | Elec,Plat stem,0.250 OD see Drawing | 2 | 39.54 | 17.952 | 13.131
875PH-C2Z-A | PH/ORP/ISE ANALYZER,240VAC,PIPE,NO CERT,STORM DOOR | 0 | 451.69 | 154.432 | 151.09 | Lab-Ovh
EAC-IN-001-33BT | Acce, Cable,Coax+4,10M(33ft),F6 Amp to BNC&T#CABL9-ABT-10M | 0 | 0 | 37.579 | 0 | Lab-Ovh
V-90GBHF | Elec,pH,ASG III (Dome),DJ,TC 100 ohm,1" MPT,LTJ,SPR | 0 | 0 | 58.168 | 0 | Lab-Ovh
5770801-003B | Elec,Silver, DJ,12MMX110MM, Glass body,Refill W/ Kno3 | 0 | 0 | 4.765 | 2.037
DOM-MT01 | Acce,Optical Dissolved Oxygen Meter,VL version | 0 | 285 | 63.035 | 54.634
FLUO-PTSA201 | Elec,Fluorometer PTSA,GrayPVC,30K,6PIN,4-20mA,3WIRE,W/TEE | 1 | 1750 | 286.216 | 448.148 | Lab-Ovh
15000211 | MRO,Beaker, Pyrex Glass 1000 mil (1 pak of 6) | 0 | 0 | 20.68 | 20.68
SI1R1V2B-75-IXD | Sub,Stem,pH,ASG IX Dome,DJ,VD,075mm Length | 3 | 0 | 3.2859 | 3.85
873CC-JIWFGZ-7 | CONTACTING CT ANALYZER,100VAC,4-20MA,METAL PANELMOUNT,FM,ST | 0 | 272.85 | 103.249 | 140.531 | Lab-Ovh
OSP-COAT-05 | Outside Processing Teflon coating for M10-003-030T | 0 | 0 | 300 | 0
CCDDCR2034S00 | Elec,Cond,K=10,Graphite,3/4"NPT,PT1000,20ft Cable, Hanks | 0 | 277 | 133.944 | 133.944 | Lab-Ovh
05295894 | PNS,ConductivityTDSStandard,10,000µS;500mL,EW-00652-32 | 0 | 0 | 42.8 | 42.8
V-HP00-10B | Elec,pH,X-VD,DJ,12x110mm,HighPurity,RFL,SPR,Wick | 2 | 357.57 | 25.931 | 24.401 | PROX Lab
5606642G-15B | Elec,Plat,DJ,3/4" MNPT Kynar Guard,Viton O-Ring,Annular | 0 | 0 | 26.886 | 6.012
00301000 | Raw,Barstock, Delrin Black 1"OD | 15 | 0 | 2.86 | 2.86
44000023 | PNS,Box, ISE w/Mettler logo, 2 color, blue & green | 0 | 0 | 1.1 | 1.1
A401B-PH/0 | Analyzer,VLC,StratosPro,Class1Div2,Analog,pH/ORP,4Wi | 0 | 0 | 1972 | 1972
1627-10B | Elec,pH,GXVF,DJ,Kynar,BNC w/boot,#1962757-010B | 1 | 73.78 | 33.723 | 10.668 | PROX Lab
00070292-060 | Sub,Cut,Barium, 2.92mm (.115") x 60mm (2.35) Length | 0 | 0 | 0 | 0
CCDBTT20R2C00 | Elec,COND,K=0.1,8550,20FT,1-1/2"MNPT,21"L,w/saftycable&bushg | 0 | 0 | 274.299 | 0 | Lab-Ovh
31122816 | Elec,Platinum stem,0.188" OD, see drawing | 214 | 38.83 | 31.169 | 8.231 | PROX Lab
5643-51 | Acce,Membrane Kit,GlassOxy,#M0500T2-K5,10Mem,2Mill 10Sil Bd | 0 | 0 | 0 | 0
66034755 | Heyco Dome Nut, gray plastic w/out washer for Aquatrac | 2535 | 0 | 0.51 | 0.51
00221801 | Raw,Tee,Pipe Fitting,PVC 3/4" sch 80,smooth socket(Spears) | 1142 | 0 | 3.8 | 3.8
DT12-Z003 | Elec,DO,ABS BK,PT,Silver,30K,3F cable,spare module,APAC | 0 | 90 | 0.29474 | 52.26
DT12-Z012 | Elec,DO,ABS BK,PT,Silver,10K,10F cable,spare module,APAC | 0 | 95 | 32.77 | 55.67
35802-30 | Elec,Nitrate,SJ,12x110mm,Spring loaded,Epoxy,#N031503-003B | 1 | 175.58 | 25.215 | 9.754 | PROX Lab
35803-05 | Solu,Activity Standard,Calcium, P#CALAS02, 1000ppm | 1 | 15.57 | 2.162 | 2.162
22171251 | Raw,O-Ring,Viton 75, 12.5mm x 1mm | 1208 | 0 | 0.3 | 0.3
22172116 | Raw,O-Ring,Viton 75, 2-116, Black Color | 104 | 0.13 | 0.3 | 0.12
PS-3519 | Elec,ISE,Epoxy Clear,Solid State,DJ#CL12Q-S00-Z0X-X000BX | 0 | 106.86 | 63.409 | 63.409 | PROX Lab
00051291 | Raw,Tubing,Epoxy, Smokey Gray, 0.400"OD x 0.340"ID | 50 | 0 | 10.76 | 10.76
22171202 | Raw,O-Ring,Viton 75, 12mm x 2mm, Black Color | 1053 | 0 | 0.22 | 0.22
27013-45 | Elec,Gold,DJ,12x80mm,#5778878-025B | 0 | 0 | 113.913 | 27.017
310140NA | Sub,Ag Wire,.01" Diameter,140mm Length,AgCl,No Dip | 0 | 0 | 0.203 | 0
CT40-0003 | Elec,CT,Epoxy BLK,Carbon,K=0.45#CT40L-C01-45X-QM01TX | 0 | 172.5 | 42.643 | 0 | Lab-Ovh
11240235 | Raw,Disk,Gold, 99.99% pure, 0.235"Dia x 0.024"Thick | 2 | 0 | 21.89 | 21.89
9210101 | Solu,Ref Fill 4m KCL w/AgCl Liquid,475mL | 0 | 31.22 | 6.419 | 6.377
9340402 | Flow Control, SMC port mounted 1/8"thds w/1/4"tube QR | 2 | 0 | 21.2 | 23.74
315100NB-T | Sub,0.015" Anodized Wire,100mm Length,AgCl Dip,Thick Coated | 0 | 0 | 0.466 | 0
33110051 | Raw,Housing,1/2 KynarBLKcolor,complete w/grooves for o-rings | 2354 | 0 | 6.28 | 6.45
1606643-10H | Elec,Platinum,DJ,Kynar 1" MPT w/guard,SPR | 2 | 0 | 34.904 | 9.434
1923737-45BTV12 | Elec,pH,X-2,DJ,3/4"MPT CPVC w/Guard,PT100 | 0 | 0 | 95.75 | 95.75
ASC-CCD50 | Acce,Cable for HONEYWELL CT,50FT,F-Vario to Hank | 0 | 145.2 | 79.895 | 65.602 | Lab-Ovh
F00IS03 | Solu,Ionic Strength Adjustor, 475ml Bottle,TISAB III | 0 | 0 | 3.5 | 3.5
ASC-CCD20 | Acce,Cable for HONEYWELL CT,20FT,F-Vario to Hank | 0 | 122.4 | 63.245 | 49.784 | Lab-Ovh
ASC-PHG50 | Acce,Cable for HONEYWELL pH,50FT,F-Vario to Hank | 0 | 166.32 | 88.447 | 75.953 | Lab-Ovh
ASC-PHG20 | Acce,Cable for HONEYWELL pH,20FT,F-Vario to Hank | 0 | 121.05 | 66.802 | 54.308 | Lab-Ovh
6732525-003B | Elec,Cmb pH, SJ, GX-5, 12.5 mm X 90 mm | 0 | 0 | 6.006 | 2.234
HPL-12-GX2-020B | Elec,pH,SJ,GX5,#5733526-020B, 12MMX115MM | 0 | 52.16 | 18.255 | 11 | Lab-Ovh
A402N | Analyzer,VLC,StratosEvo,Non-Rated,CoreUnit,4Wire,Mem | 0 | 0 | 1919 | 0
MEM-NO3-39MM | Raw, ASI Generic NO3 Membrane, 39mm OD, w/ Packing | 0 | 13.6 | 13.9 | 11.7
1939826-003B | Elec,Platinum,DJ,1/2" Housing,Epoxy Body,1" insertion | 0 | 0 | 23.136 | 8.714
MEM-NH4-54MM | Raw, ASI Generic NH4 Membrane, 54mm OD w/ Packing | 0 | 61.88 | 55.42 | 55.42
MEM-K-39MM | Raw, ASI Generic Potassium membrane, 39mm OD, w/ Packing | 0 | 61.24 | 20 | 20
MEM-CA-39MM | Raw, ASI Generic Calcium membrane, 39mm OD, w/ Packing | 0 | 93.12 | 82.28 | 82.28
V-20EB-2BT | Elec,pH,MK7,X-VD,DJ,SPR,PT100,Ryton/EPDM | 0 | 330.92 | 20.819 | 23.923 | Lab-Ovh
D0-300-33 | Elec,Polarographic,3/4"MNPT CPVC,PT1K,#192IP57-33TV10 | 0 | 0 | 102.253 | 47.959
V201B-COND-0 | Analyzer,VLC,StratosPro,Class1Div2,Conductivity,2Wire | 0 | 0 | 1708 | 1995
V401B-PH/0 | Analyzer,VLC,StratosPro,Class1Div2,Analog,pH/ORP,4Wire | 0 | 0 | 1685 | 1389
V401B-CONDI/0 | Analyzer,Knick,StratosPro,Class1Div2,InductiveConduct | 0 | 0 | 1873 | 1604
BS806KT | Acce,SE ASSC,STORM DOOR KIT | 0 | 68.5 | 17.288 | 19.617 | Lab-Ovh
1007310 | J-Box,3/4"FNPT.Expolsion Proof for MKVII Sensors Complete A | 0 | 156.37 | 0 | 0
220230 | Raw,PCB Conn,2 Poles,Green,OnShore (OSTTS02315A) | 505 | 0 | 0.6015 | 0.6015
458P-0-30H | Assembly, Detachable Kynar for 455,456,457,458 Electrodes | 0 | 399.64 | 69.747 | 64.053 | Lab-Ovh
77334033 | Raw,Thermistor, Omega part no. 44033 | 0 | 0 | 30.78 | 30.78
00302200 | Raw,Barstock, Delrin/Teflon blend, 2"OD brown color | 30 | 0 | 85.05 | 85.05
22082014 | Raw,O-Ring,Silicone 70, 2-014 | 2474 | 0 | 0.09 | 0.09
01351-S-11 | CABLE ASSY, 11FT | 0 | 0 | 9.403 | 0
C97-X54-TW | Sub,Cable,2C,22G,4.5F,2-Pin FM Molex,2P Receptacle | 0 | 0 | 2.752 | 2.986 | Lab-Ovh
53006125 | Temp,TC,316SS,10K OHM,2P Molex Connector | 5 | 35.37 | 12.54 | 15.737 | Lab-Ovh
53006124 | Acce,Cable,Coax w/ BNC&Blue Boot,2P Molex Conn. | 0 | 30.26 | 4.443 | 11.582 | Lab-Ovh
M31-007-001 | Sub,Ring,Seal Pressure,FL,Blk ABS,0.3"ODx0.32"L#FLYSV-04-03 | 0 | 0 | 1.776 | 0 | Lab-Ovh
S005 | Sensor,SolutionGroundPlug,1/4"MNPT PVC,1"Insertion,1/8"OD SS | 0 | 14.18 | 5.515 | 5.732
16000038 | MRO,Prod,Tool,Pad PrinterWaterDevelope Plate,250x100mm | 0 | 0 | 150 | 150
M01-011-059 | Sub,Housing,FL Module,Gray PVC,0.475"ODx1.755"L#FLYSV-04-01 | 0 | 0 | 1.89 | 0 | Lab-Ovh
450375-0005 | Sub,ISE Fluoride Base,Remachined,0.4"ODx0.43"L,FLYSV-04-02-R | 0 | 0 | 26.366 | 0 | Lab-Ovh
MD0006-1 | Elec,ISE,FL,Mono,PVC Grey,FL Crystal,0.475"ODx2.11"L,GLD Pin | 0 | 0 | 41.833 | 0 | Lab-Ovh
RC68-2201-3FT | FC,Chlorine,black/blue ABS, 3F cable,output 4-20MA,0-10PPMT | 0 | 419.65 | 175.877 | 162.652 | Lab-Ovh
RC68-1201-3FT | FC,Chlorine,black/blue ABS, 3F cable,output 4-20MA,0-5PPM,T | 0 | 385 | 175.877 | 0 | Lab-Ovh
315120NB | Sub,0.015" Anodized Wire,120mm Length,AgCl Dip | 0 | 0 | 0.466 | 0
ISEF03 | Sub,ISE,FL,0.165"ODx140mm,0.375"ODx8mm,1503 | 30 | 0 | 4.654 | 4.441 | Lab-Ovh
HR61-PC15-10M | Elec,pH,Ryton,ASGV,Flat,DJ#HR61Z-F01-B0X-CM10TX | 2 | 121 | 60.891 | 42.807 | PROX Lab
HR61-PC19-10M | Elec,pH,Ryton,ASGVII,DJ#HR61Z-D01-B0X-X000PF,10M CABLE | 2 | 159.42 | 97.27 | 65.271 | PROX Lab
SI1L11A5-119 | Sub,stem,pH,ASG V,Convex,0.235"x4.68"L#HE54A-V2-01 | 16 | 0 | 0.797 | 0 | Lab-Ovh
AREF85M-071 | Sub,stem,Ref,0.04"OD Ceramic Pin,0.235"x2.8"L#HE54A-V1-01 | 0 | 0 | 0.062 | 0
H155R | Elec,pH,Tuff-Fet,8525 ohm T/C,3/4" Black Kynar,SPR,No Guard | 0 | 0 | 389.359 | 0
00030003 | Fitting, Reducer Bushing CPVC,1"MNPT x 3/4"FNPT sch 80 | 7 | 0 | 4.7 | 4.7
35803-81 | Solu,Reference Fill,Peco#R001046 | 0 | 8.29 | 0.916 | 0.888
NH43-SEMI-094 | Elec,ISE,Epoxy BlK,PVC M,DJ#NH43L-P00-Z0X-X000XX,94mmL | 0 | 0 | 7.521 | 0
NO43-SEMI-094 | Elec,ISE,Epoxy BlK,PVC M,DJ#NO43L-P00-Z0X-X000XX,94mmL | 0 | 0 | 4.235 | 0
CU43-SEMI-094 | Elec,ISE,Epoxy Blk,Solid State,DJ#CU43L-X00-Z0X-X000XX,94mmL | 0 | 0 | 23.609 | 0
M01-032-052 | Sub,Body,Black Epoxy,.0.476"ODx0.395"IDx3.48"L#CU43L-04-03 | 0 | 0 | 1.165 | 0
M28-011-001 | Sub,Base Extension,Gray PVC,0.35"ODx2.01"L#CU43L-04-02 | 0 | 0 | 0.14 | 0
M09-001-018 | Sub,Insert,Black Kynar,9.000"L for Lock & Load (1961020) | 2 | 0 | 67.062 | 66.445 | Lab-Ovh
6671423S-78-6T | Elec,Mono Reference,Calomel,7.5mm x 78mm,No cap | 0 | 0 | 27.6 | 27.6
1165387 | Elec,Plat,DJ,12mmX110mm, No TC, Ryton Cap Lip Off | 0 | 0 | 29.025 | 4.25
00370401 | Raw,Cust, Sleeve, Copper | 10836 | 0 | 0.418 | 0.38
5779861-003B | Elec,ComboMetallic,DJ,ORP,12MMX110MM,Platinium Band,Sealed | 10 | 201.62 | 34.623 | 7.482 | Lab-Ovh
5771305-44-10T | Elec,Cond,K=0.1,Plat,160mm,25mm Reservoir,10K T/C | 0 | 0 | 1.415 | 1.237
30757131-001 | PLATES- IDENT 8 PC SET | 0 | 0 | 0 | 0
51452121-001 | Semi sample, CT,Nikel, K=50,For HONEYWELL FAIR only | 0 | 0 | 0 | 0
93X417006 | Elec,pH,DJ,GX5D,Plat,3-PT100,#EC100GTS010B,33'BT,See note | 0 | 158.89 | 99.037 | 95.272 | Lab-Ovh
77283005 | Terminal Strips, 5 pos.double row block | 134 | 0 | 1.79 | 1.79
00370004 | Raw,Cust, Cap Ring, Blue color No Hole | 9070 | 0 | 0.22 | 0.22
00370002 | Raw,Cust, Cap Ring, Purple color No Hole | 1697 | 0 | 0.22 | 0.22
00370001 | Raw,Cust, Cap Ring, Purple color w/Hole | 4869 | 0 | 0.297 | 0.27
29020-12 | Sensor,Oxygen,Polargraphic,P# 025IP25-180-10 | 0 | 300.47 | 1.818 | 1.26
AMPS-BR | ELEC,Module,ISE,Bromide,mono,grey PVC,Solid state,Pin | 0 | 450 | 21.099 | 0
C95-M01-TC | Sub,Cable,TC,C95,1M,Cable:200155,for CTGB-D001 | 0 | 0 | 14.441 | 14.456 | Lab-Ovh
C91-003-UI1 | Sub,Cable,CE,3F,Male BNC,strip & Tin,Green,White,(1" Drain) | 0 | 0 | 3.69 | 3.61
NH11-0001 | Elec,ISE,Epoxy BK,PVC M,MONO,2 Modules,#NH11L-P00-X0X-S003BX | 0 | 0 | 41.296 | 0
5771302-32-3BU | Elec,Cond,K=1.0,Gls,12x110mm,Pt Band,PT1K,Ban/BNC,Blue Boot | 0 | 0 | 60.684 | 0 | Lab-Ovh
77020003 | Raw,Pin, Molex male pin for white shell | 3776 | 0 | 0.05 | 0.05
5771302-42-3BU | Elec,Cond,K=0.1,Gls,12x110mm,Pt Foil,PT1K ,Ban/BNC,Blue Boot | 0 | 0 | 101.624 | 0 | Lab-Ovh
V-90GEHF | Elec,pH,ASG IX (Dome),DJ,PT1K ohm,1" MPT,LCJ,SPR | 0 | 527.33 | 64.566 | 62.644 | Lab-Ovh
5995-01 | Elec,pH,X-BF,SJ,#1933534-010B,1/2"MNPT,KynarHsng,CerTuffTip | 1 | 59.79 | 26.791 | 6.685 | PROX Lab
AMPS-BLANK | ELEC,NO MODULE | 0 | 0 | 9.476 | 0 | Lab-Ovh
5993-79 | Elec,pH,SJ,XVBD,P#1963527-010BTV12, 1/2"NPT, PT100 | 0 | 60.56 | 45.504 | 41.977 | PROX Lab
AMPS-A52 | ELEC,Sonde,2.85"OD,PVC,5P(REF/TEMP/ODO),RS485 output | 0 | 2400 | 1064.72 | 0
MK7T-18RK | Holder,MK7T,Ti Gr7 Tube,18",15"Insert,NO Flush Port&BV,SZ | 0 | 0 | 6020.946 | 0 | Lab-Ovh
MK7T-22RK | Holder,MK7T,Ti Gr7 Tube,22",19"Insert,NO Flush Port&BV,SZ | 0 | 0 | 6274.726 | 0 | Lab-Ovh
MK7T-28RK | Holder,MK7T,Ti Gr7 Tube,28",25"Insert,NO Flush Port&BV,SZ | 0 | 0 | 6707.231 | 0 | Lab-Ovh
MK7T-36RK | Holder,MK7T,Ti Gr7 Tube,36",33"Insert,NO Flush Port&BV,SZ | 0 | 15460.37 | 7300.248 | 7328.734 | Lab-Ovh
MK7T-46RK | Holder,MK7T,Ti Gr7 Tube,46",43"insert,NO flush port&BV,SZ | 0 | 0 | 8021.529 | 0 | Lab-Ovh
5771427-003D | Elec,Mono Reference,DJ,Refillable,12mmx110mm | 0 | 0 | 9.195 | 0
1500501 | Raw, Flange, Hast-C276, 1" 150#, Raised Face, 1" FNPT Hole | 0 | 0 | 248.75 | 0
1500502 | Raw, Flange, Hast-C276, 1" 300#, Raised Face, 1" FNPT Hole | 0 | 0 | 355 | 0
1500503 | Raw, Flange, Hast-C276, 1.5" 150#, Raised Face, 1" FNPT Hole | 0 | 0 | 350 | 0
1500504 | Raw, Flange, HastC-276, 1.5" 300#, Raised Face, 1" FNPT Hole | 0 | 0 | 625 | 0
1500505 | Raw,Flange,HastC-276, 2"150#,Raised Face,1"FNPT Hole | 0 | 0 | 560 | 0
2800288 | Raw,Nut,Diamond Knurl, ,5/16-20 TPI,Titanium GR2 | 6 | 0 | 598.68 | 598.68
2800289 | Raw,Nut, Compresion Big Knurl Nut For 1" MPT,Titanium GR2 | 1 | 0 | 268.25 | 268.25
11110122 | Raw,Fitting, ,MK7Z-Q Fitting,Titanium GR2 | 1 | 0 | 766.65 | 766.65
11110123 | Raw,Fitting, ,MK7Z-Q Fitting,Titanium GR2 | 5 | 0 | 726.99 | 726.99
FB/B-M001 | Acce,Cable,coax,1M,BNC to FBNC | 26 | 0 | 4.293 | 2.194 | Lab-Ovh
C94-030-TC | Sub,4C Cable(#200151),30F,Tinned Leads | 0 | 0 | 62.822 | 0 | Lab-Ovh
C91-M03-TN1 | Sub,Cable,CE,3M,4 wires,Tinned,pH,Ref,TCs (1"Drain wire) | 0 | 0 | 8.579 | 8.594 | Lab-Ovh
A-100B-15H | Elec,pH,TB567,X-VD,DJ,SPR,PT100,Kynar/Viton. | 1 | 536.53 | 63.528 | 31.907 | Lab-Ovh
C91-M05-TN1 | Sub,Cable,CE,5M,4 wires,Tinned,pH,Ref,TCs (1"Drain wire) | 0 | 0 | 13.63 | 0
C91-M12-TN1 | Sub,Cable,CE,12M,4 wires,Tinned,pH,Ref,TCs (1"Drain wire) | 0 | 0 | 31.889 | 0
27077-16 | Elec,Sodium,12mmX80mm,1.4 Cap,#NA71580-010T | 8 | 107.69 | 29.152 | 17.345 | PROX Lab
247025-R | Sub,PCB Assembly, RC67 3-wire Analog, 0-5V/4-20mA | 0 | 0 | 39.814 | 0
1500304 | Raw, Flange, 316SS, 1" 150#, Raised Face, 1" FNPT Hole | 0 | 0 | 110.1 | 0
873PH-AIWFNZ-7 | PH ANALYZER,120VAC,4-20MA,METAL PANEL MOUNT,FM,STORM DOOR | 0 | 276.57 | 108.677 | 472.726 | Lab-Ovh
1500305 | Raw, Flange, 316SS, 1" 300#, Raised Face, 1" FNPT Hole | 0 | 0 | 125.7 | 0
511130 | Elec,Ammonia,#NH31501-003B,12mmx110mm,DelrinBody | 1 | 314.28 | 21.907 | 3.924
1500306 | Raw, Flange, 316SS, 1.5" 150#, Raised Face, 1" FNPT Hole | 0 | 0 | 130.9 | 0
1500307 | Raw, Flange, 316SS, 1.5" 300#, Raised Face, 1" FNPT Hole | 0 | 0 | 166 | 0
1500308 | Raw, Flange, 316SS, 2" 150#, Raised Face, 1" FNPT Hole | 0 | 0 | 119.21 | 0
1500310 | Raw, Flange, 316SS, 2" 300#, Raised Face, 1" FNPT Hole | 0 | 0 | 134.8 | 0
1500311 | Raw, Flange, 316SS, 3" 150#, Raised Face, 1" FNPT Hole | 0 | 0 | 137.8 | 0
1500312 | Raw, Flange, 316SS, 3" 300#, Raised Face, 1" FNPT Hole | 0 | 0 | 242.7 | 0
51451380-001 | Wire,0.014" Ag wire dip 0.50" AgCl,4.00" length | 0 | 1.85 | 0.425 | 0.29
PHE-5311-10PT1C | Elec,pH,X-2,SJ,#1963527-010BGV12,1/2"MNPT Kynar | 0 | 0 | 15.235 | 5.733
1500506 | Raw, Flange, HastC 276, 2" 300#, Raised Face, 1" FNPT Hole | 0 | 0 | 665 | 0
1500508 | Raw, Flange,HastC 276, 3" 300#, Raised Face, 1" FNPT Hole | 0 | 0 | 1465 | 0
1600417 | Raw,Flange,Natural Kynar,1.5"Sch80,Flat Face,1 1/4"FNPT HOLE | 0 | 0 | 377.11 | 0
1600418 | Raw,Flange,Natural Kynar,2" Sch80,Flat Face,1 1/4" FNPT HOLE | 0 | 0 | 566.5 | 0
1600419 | Raw,Flange,Natural Kynar,3" Sch80,Flat Face, 1 1/4"FNPT HOLE | 0 | 0 | 881.62 | 0
31056486 | Raw,Insert, Shielded Receptacle for Honeywell | 20 | 0 | 7.571 | 7.571
31078345 | Elec,Gold stem,0.250" OD | 0 | 187.09 | 97.541 | 58.32 | Lab-Ovh
C19B414-10H | Elec,Cond,K=1.0,316SS/TFE,TC 100 ohm,T/L | 3 | 459.59 | 42.666 | 38.567 | PROX Lab
44141004 | Raw,Box,Corragated 14x10x4", 200 lb test | 23 | 1.38 | 1.38 | 1.38
175-00040 | Elec,pH,12X110mm,blue PC,VII,DJ,Gel,10FT,BNC,APAC#H035-D021 | 0 | 13.48 | 12.4143 | 12.4187
FLUO-CABLE-2M | Acce,cable,6pin female Amphenol conn to Tinned leads,2M | 0 | 98 | 21.4 | 21.5 | Lab-Ovh
FLUO-CABLE-10M | Acce,cable,6pin female Amphenol conn to Tinned leads,10M | 0 | 142 | 37.318 | 57.181 | Lab-Ovh
C96-M10-KD | Sub,Cable,C96:200155-WP,10M,6PIN:77020118,For FLUO,RS485 | 0 | 0 | 51.597 | 0 | Lab-Ovh
33200030 | Raw,Tubing,Teflon #30 Thin wall PTFE | 800 | 0 | 0.07 | 0.07
C91-M10-TN1 | Sub,Cable,CE,10M,4 wires,Tinned,pH,Ref,TCs (1.5" Drain wire) | 0 | 0 | 26.527 | 26.527 | Lab-Ovh
SI1L1V1A-120-5F | Sub,Stem,pH,5F,120mm Length | 30 | 0 | 0.014 | 0 | Lab-Ovh
C91-020-UI1 | Sub,Cable,CE,20F,Male BNC,strip & Tin,Green,White,(1" Drain) | 0 | 0 | 16.899 | 0
C88-003-HA | Sub,Cable,REF (200025A),3F,CP connector (220055) | 0 | 0 | 1.294 | 0.916 | Lab-Ovh
476002 | Elec,Reference,SJ,Calomel,12mmx110mm,special,glass body | 0 | 0 | 0 | 0
V-300B-16H | Elec,pH,MKIA,X-VD,DJ,SPR,PT100,CPVC/Viton,Rem Grd | 0 | 356.19 | 60.54 | 24.312 | PROX Lab
V-300B-16H-96 | Elec,pH,MKIA,X-VD,DJ,SPR,PT100,CPVC/Viton,Rem Grd,96" Length | 1 | 0 | 69.305 | 26.268
93X218841 | Elec,pH Combo,SJ , GX-2, Peco#3983506-015B,6" ABS Pipe | 0 | 0 | 14.157 | 5.819
875EC-D1F-A | ELECTRODELESS CT ANALYZER,24VDC,PANEL,FM,STORM DOOR | 3 | 486.18 | 142.851 | 142.851 | Lab-Ovh
577V504-010B | Elec,pH,XVD,SJ,12x110mm,Refillable Reference | 0 | 0 | 9.771 | 2.375
871FT-2H1A1T | ELEC,FT CT,IND-LOW,3",PEEK,TRI-CLAMP,PT100 | 0 | 7715.3 | 6617.997 | 6426.948 | Lab-Ovh
873CC-AIZFGZ-7 | CONTACTING CT ANALYZER,120VAC,4-20MA,METAL MOVEABLE MNT,FM,D | 0 | 426.92 | 259.801 | 653.854 | Lab-Ovh
PH10-3N1B-E3H | DOLPHIN PH,FT BULB,PT100,30FT HT CABLE,VP CONN,EPDM | 0 | 386.18 | 272.663 | 254.099 | Lab-Ovh
M17-001-003 | Sub,Pin, Kynar, 0.25"ODx0.20"L for Lock&Load Chamber | 0 | 0 | 0.322 | 0 | Lab-Ovh
M17-001-004 | Sub,Pin, Kynar, 0.25"ODx0.20"ODx0.460"L,Lock&Load Chamber | 0 | 0 | 0.373 | 0 | Lab-Ovh
SI1R1V2B-1005DT | Sub,Stem,pH,DJ,5DT (THICK),100mm Length | 19 | 0 | 0.012 | 0.012
44130038 | Raw,Case Foam Insert,Black,for DOM | 55 | 0 | 4.89 | 4.89
44130039 | Raw,Box Foam Insert,Black,for DOM | 20 | 0 | 8.16 | 8.16
4IM00437 | Doc,Fluorometer,PTSA,Digital | 0 | 0 | 0 | 0
4IM00438 | Doc,Fluorometer,PTSA,analog 4-20mA | 0 | 0 | 0 | 0
4IM00439 | Doc,Fluorometer,PTSA,analog 0-5V | 0 | 0 | 0 | 0
99030040 | Raw,Wire,C-48,26 ga, Teflon Coated, Blue Color | 146.55 | 0 | 0.124 | 0.124
22082010 | Raw,O-Ring,Silicone 70, 2-010 | 828 | 2.34 | 0.05 | 0.05
C96-M02-KDA | Sub,Cable,C96:200155-WP,2M,6PIN:77020118,For FLUO 4-20MA | 24 | 0 | 35.172 | 32.2 | Lab-Ovh
99001048-003B | Acce,Cable,Extension, F/BNC to M/BNC, Low Noise Coax Cable | 0 | 0 | 2.989 | 1.46
44008560 | PNS,Label, Shipping Sticker ''Do Not Freeze'' 3'' x 4'' size | 0 | 0 | 15 | 15
C96-M02-KDV | Sub,Cable,C96:200155-WP,2M,6PIN:77020118,For FLUO 0-5V | 0 | 0 | 35.172 | 0
NA0AS03 | Solu,Activity Standard, Sodium,100 PPM,475ml | 0 | 0 | 2.162 | 1.005
C96-M10-KDA | Sub,Cable,C96:200155-WP,10M,6PIN:77020118,For FLUO,4-20MA | 0 | 0 | 51.982 | 0
C96-M10-KDV | Sub,Cable,C96:200155-WP,10M,6PIN:77020118,For FLUO,0-5V | 0 | 0 | 51.982 | 0
ELM-180 | Elec,pH,DJ,XVD,Thk,12x225,VP w/Ingold Wiring,Glass Body | 3 | 117.3 | 47.096 | 39.326
05290100 | Raw,Chem,CesiumNitrate,99.8%(metals basis)250g | 2000 | 0 | 0.944 | 0.944
05290101 | Raw,Chem, Tantalum(V) Oxide, 99.85% (metals basis) | 2500 | 0 | 2.228 | 2.228
C91-M30-PN | Sub,Cable,CE,30M,Plug,4-Pin Conn (220155),Tin leads,4 wires. | 0 | 0 | 87.985 | 0 | Lab-Ovh
HR61-PC19-30M | Elec,pH,Ryton,ASGVII,DJ#HR61Z-D01-B0X-X000PF,30M CABLE | 0 | 225 | 157.748 | 0 | Lab-Ovh
M38-018-004 | Sub,Flange, Hast-C, Welded w/Fitting,MK7H Style | 0 | 0 | 0 | 0
ISE-8802 | Elec,ISE, Copper, P#CU01502-003B | 3 | 193.8 | 63.926 | 62.096 | PROX Lab
05290105 | Raw,Chem, Aluminum Sulfate Hydrate, 98% | 1820 | 0 | 0.0476 | 0.0476
33150750 | Raw,Fitting,Blk Plastic,ParkerFast&Tight,3/4"NPTx1/2"tube | 220 | 0 | 2.37 | 2.37
77331912 | Raw, RES 30K OHM 1% 1/16W 0402,RC0402FR-0730KL | 1000 | 0 | 0.004 | 0.004
50028816-001 | PIPE CAP 1/2 INCH NPT CPVC SCH | 5 | 0 | 0 | 0
77770024 | Connector,Vario 8 pin male, plughead closed | 20 | 0 | 10.52 | 10.52
77770011 | Connector,Vario pin, Case for plughead male | 109 | 0 | 4.1005 | 2.95
77770009 | Connector,Vario pin, Rear Sleeve for plughead male | 100 | 0 | 4.5453 | 3.27
77770824 | Connector,Vario pin, Half shell,for male plughead | 141 | 0 | 0.6672 | 0.48
77770525 | Connector,Vario 8 pin,Female contact insert w/ring | 18 | 0 | 9.73 | 7
77770508 | Connector,Vario pin, Case, main body for female | 24 | 0 | 13.9139 | 10.01
77770510 | Connector,Vario pin, Tension Nut for female | 23 | 0 | 5.8241 | 4.19
77770036 | Connector,Vario pin, Clamping Sleeve for female | 24 | 0 | 3.4055 | 2.45
77770513 | Connector,Vario pin, Cable admission for female | 102 | 0 | 6.1577 | 4.43
29041-00 | Elec,pH,DJ,GX-2D,# A773792-180-DL | 0 | 119.23 | 11.025 | 2.854
875CR-B3U-A | CT/RESISTIVITY ANALYZER,220VAC,SURFACE FM,UL,STORM DOOR | 0 | 364.02 | 137.912 | 688.591 | Lab-Ovh
V-400B-VPR | Elec,pH,X-VD,DJ,TC 100 ohm,3/4"MPT Kynar w/Grd,SPR | 0 | 0 | 36.256 | 18.052
ELM-001 | Elec,pH,X-VD,DJ,12mmX213mm,#V-0000-10B-213 | 0 | 135.48 | 26.878 | 28.68 | PROX Lab
875PH-B1F-AC | CT/RESISITVITY ANALYZER,220VAC,PANEL,FM,STORM DOOR,HART | 0 | 451.86 | 140.507 | 140.681 | Lab-Ovh
22172014 | Raw,O-Ring,Viton 75, 2-014, Black Color | 2235 | 0 | 0.05 | 0.05
871EC-LB0-3-35 | Elec,871EC-LB0-3, 35FT CABLE LENGTH | 0 | 411.23 | 440.582 | 266.618 | Lab-Ovh
PH10-3S2S-EFN | Elec,Dolphin,PH,FLAT BULB,W/S PCB,PT1K,S CONN,EPDM,FM | 0 | 345.89 | 188.995 | 171.322 | Lab-Ovh
I-2000-S2-SF | Transmitter,VLC,ACPower,1xDigital | 2 | 0 | 912 | 912
95552009-S | Raw,O-ring,Simriz 2-009,SZ458 Compound | 0 | 0 | 5.82 | 0
S-Y-410D | Sub,Insert Assy,pH,X5,DJ,10K,Blk Kynar,w/Grd#Y410K-D6-04 | 2 | 0 | 31.514 | 31.514
M01-035-027 | Sub,Body,Epoxy,Clr,0.476"ODx0.395"IDx4.675"L,CAAMQ-04-01 | 12 | 0 | 2.322 | 0 | Lab-Ovh
M27-007-001 | Sub,Module Base,Black ABS,0.475"ODx1.67"L#CAAMQ-04-04 | 28 | 0 | 0.252 | 0 | Lab-Ovh
S-H077-D001 | Sub,Insert Assy,pH,X5,,DJ,10K,Gray CPVC w/Grd#H077C-D6-02 | 1 | 0 | 14.573 | 0
S-R077-D001 | Sub,Insert Assy,Pt Band,DJ,10K,Gray CPVC w/Grd#R077C-D6-02 | 0 | 0 | 32.621 | 0
00210175 | Raw,Barstock, Ultem black, 1-3/4"OD | 5 | 0 | 39.2 | 39.2
5995-20 | Elec,Plat,SJ,#1969634-010B,1/2"MNPT Kynar | 0 | 0 | 5.806 | 4.544
M26-016-020 | Sub,Junction,Porous Ceramic,0.375"ODx0.400"L,for Honeywell | 545 | 0 | 0.02 | 0 | Lab-Ovh
2011154 | Preamp, Integral, un-potted for 1054/2054 Rosemount | 0 | 0 | 25 | 25
9903WK4T4 | Cable Assembly, 3 conductor, gray jacket w/yellow connector | 18 | 0 | 27.63 | 27.63
77331141 | Raw,Proximity, Sensor , threaded w/mounting nuts | 4 | 0 | 159.25 | 159.25
5994-86 | Acce,Cable,Extension Cable,for Electrode W/PT1K,P#99001072-0 | 0 | 32.16 | 14.622 | 13.709
M01-002-021 | Sub,Housing,Blk Ryton,0.480"ODx3.375"L,Ceramic J,Honeywell | 17 | 0 | 15.646 | 15.647 | Lab-Ovh
M01-002-022 | Sub,Housing,Guard,Blk Ryton.480"ODx3.375"L,Ceramic,Honeywell | 17 | 0 | 15.646 | 15.647 | Lab-Ovh
27077-10 | Elec,Nitrate,DJ,#N031580-010T,12X80mm,Epoxy,Sealed,1.4"cap | 0 | 161.99 | 30.454 | 20.61 | PROX Lab
I-2000-S3-SF | Transmitter,VLC,ACPower,1xCondAnalog | 0 | 0 | 0 | 0
I-2000-S3-LP-SF | Transmitter,VLC,LPPower,1xCondAnalog | 0 | 0 | 555.75 | 0
175-00095 | Elec,pH,XVD,DJ,12X110mm,Sealed,Epoxy,CerWick,#19-004-0006 | 0 | 26.48 | 16.474 | 0 | Lab-Ovh
35802-10 | Sensor, Ion Selective,CO2, Gas Sensing, P# CO21501-003B | 3 | 0 | 1.23 | 0.79
35802-60 | Solu,Kit,CO2:ISA,STD,Ref Fill,P#CO2000K,Syringe,2 Membra | 0 | 0 | 5.183 | 11.302
MK7K-16-F01 | MK7K-16,1.5" Sch80, Flat Face Flange | 0 | 4844.26 | 1762.041 | 0 | Lab-Ovh
MK7K-16-F02 | MK7K-16,2" Sch80 Flat Face Flange | 0 | 5452.08 | 1972.264 | 0 | Lab-Ovh
MK7K-16-F03 | MK7K-16,3" Sch80 Flat Face Flange | 0 | 6493.1 | 2322.047 | 0 | Lab-Ovh
M07-019-019 | Sub,Tube,Titanium,K=0.1,0.75"ODx16"L,4-Guard,C35 Style | 15 | 0 | 49.537 | 49.472 | Lab-Ovh
00311250 | Raw,Barstock,Lead Rod,1/4"OD(.250)x 1 meter(3.28 ft)L,99.95% | 0 | 0 | 91.2 | 91.2
M41-018-002-F01 | Sub,Ball Valve,HastC,3pc,Welded w/Nipple&Flange,1" #150,RF | 0 | 0 | 3691.764 | 0 | Lab-Ovh
M41-018-002-F02 | Sub,Ball Valve,HastC,3pc,Welded w/Nipple&Flange,1" #300,RF | 0 | 0 | 3809.702 | 0 | Lab-Ovh
M41-018-002-F03 | Sub,Ball Valve,HastC,3pc,Welded w/Nipple&Flange,1.5" #150,RF | 0 | 0 | 3826.352 | 0 | Lab-Ovh
M41-018-002-F04 | Sub,Ball Valve,HastC,3pc,Welded w/Nipple&Flange,1.5" #300,RF | 0 | 0 | 4131.602 | 0 | Lab-Ovh
M41-018-002-F05 | Sub,Ball Valve,HastC,3pc,Welded w/Nipple&Flange,2" #150,RF | 0 | 0 | 4081.652 | 0 | Lab-Ovh
M41-018-002-F06 | Sub,Ball Valve,HastC,3pc,Welded w/Nipple&Flange,2" #300,RF | 0 | 0 | 4198.202 | 0 | Lab-Ovh
M41-018-002-F07 | Sub,Ball Valve,HastC,3pc,Welded w/Nipple&Flange,3" #150,RF | 0 | 0 | 4586.702 | 0 | Lab-Ovh
M41-018-002-F08 | Sub,Ball Valve,HastC,3pc,Welded w/Nipple&Flange,3" #300,RF | 0 | 0 | 5130.602 | 0 | Lab-Ovh
1HL0143 | Acce,Adapter,T/L Hastelloy C, 1" MPT for T/L elec, w/lock ri | 0 | 1066.73 | 452.791 | 75.86
V-10KB-10H | Elec,pH,X-VD,DJ,T/L,TC 100 ohm,Simriz O-Ring,SPR | 3 | 479.16 | 101.168 | 101.168 | PROX Lab
M41-018-002 | Sub,Ball Valve,HastC,3pc, Welded w/Nipple&Flange,MK7 Style | 0 | 0 | 0 | 0
00220251 | Raw,Barstock, PVC gray color 1/4"dia | 222 | 0 | 0.48 | 0.48
05298775 | Raw,Chem, Lanthanum (III) Oxide, Reacton,99.9% | 2650 | 0 | 0.2648 | 0.26431
05291575 | PNS,Chemical, Cerium Oxide, powder 99.9% 500g EA | 0 | 0 | 0.01 | 0.01
M01-011-057 | Sub,Housing,Gray PVC,1.495"ODx3.5"L#H066V-R4-01,iREF | 34 | 0 | 48.12 | 47.066 | Lab-Ovh
M01-011-058 | Sub,PCB Housing,Gray PVC,1.62"ODx5.5"L#H066V-R4-02,iREF | 25 | 0 | 33.622 | 32.428 | Lab-Ovh
M02-011-012 | Sub,End Cap,Gray PVC,0.162"ODx0.97"L#H066V-R4-03,iREF | 1 | 0 | 19.347 | 18.793 | Lab-Ovh
A-2001-30BH | Elec,pH,TB551,XVD,DJ,SPR,3Kohm,Kynar/Viton | 4 | 581.41 | 80.425 | 86.307 | PROX Lab
M36-011-002 | Sub,Upper Bushing,Gray PVC,0.845"ODx0.25"L#H066V-R4-04,iREF | 30 | 0 | 30.75 | 29.93 | Lab-Ovh
93X219132 | Electrode, Half Cell Plat, 10mm, #13-620-115 | 0 | 37.05 | 6 | 6
C95-003-TCA | Sub,Cable,TC,C95,3 Feet,Cable:200155,for RC68 4-20MA | 0 | 0 | 15.02 | 15.02 | PROX Lab
44130040 | Raw,Box Foam,for FLUO-PTSA | 109 | 6.86 | 6.86 | 6.86
44100904 | Raw,Box,Shipping,10"x 9"x 4",for FLUO-PTSA | 126 | 1.01 | 1.07 | 0.95
77020021 | Raw,Conn,Housing 2 Pins,Molex Micro-Fit 3.0 (43025-0200) | 1360 | 0 | 0.2018 | 0.13859
88000041 | Raw,glass stem 0.235'" for 668295B,customer supplied | 13 | 0 | 0 | 0
AMPS-A506 | ELEC,Sonde,2.85"OD,PVC,5P,CT/PH/ORP/CL/NO3,10M,RS485 output | 0 | 3525 | 1273.2 | 0 | Lab-Ovh
AMPS-A507 | ELEC,Sonde,2.85"OD,PVC,5P,CT/PH/ORP/NO3/ODO,10M,RS485 output | 0 | 4475 | 1490.407 | 0 | Lab-Ovh
AMPS-A508 | ELEC,Sonde,2.85"OD,PVC,5P,CT/PH/ORP/CL/ODO,10M,RS485 output | 0 | 4425 | 1506.879 | 0 | Lab-Ovh
22097268 | Raw,Grommet,EPDM 2111-050, Duro 50, for Fisher | 612 | 0 | 0.0675 | 0.0675
5994-45 | Temp,TC,Submersion,P#3981001-010GV14,3'ABS | 0 | 30.6 | 0 | 0
AMPS-A509 | ELEC,Sonde,2.85"OD,PVC,5P,CT/PH/NO3/WH/ODO,10M,RS485 output | 0 | 5800 | 1498.179 | 0 | Lab-Ovh
AMPS-A510 | ELEC,Sonde,2.85"OD,PVC,5P,CT/PH/FL/K/ODO,10M,RS485 output | 0 | 4900 | 1525.378 | 0 | Lab-Ovh
M38-001-003 | Sub,Flange,Natural Kynar,Sch80,Flat Face,1-1/4" FNPT, MK7K | 0 | 0 | 0 | 0
11110012 | Raw,Barstock,Titanium 1/2"OD, Grade 2 Ra 63 | 12.4 | 0 | 33.3333 | 53.4
1607201 | Assembly,Tube & Adapter MKVIIK,Viton o-ring,16"length, Kynar | 0 | 0 | 110.06 | 43.28
11110015 | Raw,Barstock,Titanium 1/4"OD, Grade 2 | 33 | 0 | 25.12 | 16.55
15070113 | Raw, 1-1/4" 3 Piece S.S Ball Valve Threaded, RPTFE seats | 7 | 0 | 70.75 | 66.47
33748 | Solu,Reference Fill,125mL,#R001043 | 0 | 14.53 | 1.482 | 0
MK7H-36RK-F | Holder,MK7,HastC,36",33"Insert,No BVA,K,Welded Flange | 0 | 0 | 2576.841 | 0
TP571VV01S15EBT | Elec,pH,X-VF,DJ,TB557,Ceramic Tuff Tip,3K | 2 | 412.82 | 61.588 | 61.588 | Lab-Ovh
MK7H-36RK-F01 | MK7H-36RK,1" 150lb. Raised face Flange | 0 | 0 | 3376.051 | 0 | Lab-Ovh
5726-20 | Elec,Oxygen,Polargraphic,P#O25IP27-150-07,w/PT100 | 0 | 0 | 195.3 | 195.3
MK7H-36RK-F02 | MK7H-36RK,1" 300lb. Raised face Flange | 0 | 0 | 3505.676 | 0 | Lab-Ovh
MK7H-36RK-F03 | MK7H-36RK,1.5" 150lb. Raised face Flange | 0 | 0 | 3523.976 | 0 | Lab-Ovh
MK7H-36RK-F04 | MK7H-36RK,1.5" 300lb. Raised face Flange | 0 | 0 | 3859.476 | 0 | Lab-Ovh
MK7H-36RK-F05 | MK7H-36RK,2" 150lb. Raised face Flange | 0 | 0 | 3804.576 | 0 | Lab-Ovh
8604201 | Elec,Ref,Mono,SJ,18mm Kynar,1/4"NPT Porous Teflon,KCl/AgCl | 1 | 326.43 | 25.307 | 24.912 | PROX Lab
8604202 | Elec,Ref,Mono,DJ,18mm Kynar,1/4"NPT Porous Kynar,KCl/AgCl | 0 | 0 | 12.011 | 11.651
C13-010-VJ | Sub,Cable,VJ,C13,10 feet,See Note | 0 | 0 | 8.931 | 0
00025680 | Raw,Barstock,Brass 1"OD | 0 | 0 | 0 | 0
M18-027-001 | Sub,Support Disk Adapter,PVC,Blk,0.33"ODx0.12"L#DNHKV-04-04 | 0 | 0 | 0.022 | 0.022
FLUO-ADPT02 | Acce,Tee fitting adapter,PVC,for WalchemTee | 13 | 42 | 20.157 | 20.157 | Lab-Ovh
M18-011-005 | Sub,Adapter,PVC,1.74"x1.18",For Walchem TEE | 16 | 0 | 17.662 | 17.662 | Lab-Ovh
4IM00440 | Doc,AlpHa_Stratos Pro Conductivity Analog QuickStart | 0 | 0 | 0 | 0
4IM00441 | Doc,AlpHa_Stratos Pro pH Quickstart | 0 | 0 | 0 | 0
4IM00442 | Doc,Fluorometer,PTSA,analog 4-20mA,NSG,BLT(AD) | 0 | 0 | 0 | 0
4IM00443 | Doc,Fluorometer,CDOM,Digital,standalone,AMP | 0 | 0 | 0 | 0
22085209 | Raw,O-Ring,Silicone 70, 5-209 | 3287 | 0 | 0.65 | 0.65
C32-12.25-HA | Sub,Cable,HA,C32,12.25 FT,Connector:77280014,Cable:99030045 | 0 | 0 | 5.334 | 5.334 | Lab-Ovh
00053500 | Raw,Tubing,Epoxy, Smokey Gray, 0.500"OD x 0.350"ID | 676 | 0 | 5.67 | 5.67
33034105 | Raw,Nipple,CPVC Molded Short Hex Body w/blank plate | 920 | 0 | 3.2725 | 2.75
604CTPH | Elec,pH,X5,SJ,12.5X90mm,Epoxy,#6732525-010B | 2 | 157.44 | 23.903 | 22.353 | PROX Lab
876EC-TWFA-7 | ELECTRODELESS CT INTELLIGENT TRANSMITTER | 0 | 241.4 | 95.504 | 87.97 | Lab-Ovh
873PH-BIPFGZ-7 | PH ANALYZER,220VAC,Plastic penel,4-20mA,FM,STORM DOOR | 0 | 322.61 | 147.439 | 0 | Lab-Ovh
351420 | Raw,Prototype only,Housing&CAP,Gen2 ODO,4-20mA, CONTACT R&D | 38 | 0 | 22.52 | 22.52
873RS-BIPFGZ-7 | RESISTIVITY ANALYZER,220VAC,4-20MA,FM,Storm Door | 0 | 350.71 | 172.107 | 184.514 | Lab-Ovh
2IST.1M.NH42SO4 | Solu, Tuff Gel, 0.1M Ammonium Sulfate | 0 | 0 | 0 | 0
PHE-2114-NB | Elec,pH Combo,SJ,GX2,P#5773504NB-003B,12mmX110mm,Refill | 0 | 0 | 29.5 | 29.5
ORE-5421-10 | Elec,Cmb Metallic, SJ,Plat, P#1969685-010B,T/L Housing | 1 | 0 | 25.724 | 8.063
CELLBIO-004 | Elec,pH,XVF,DJ,Components Supplied by Customer,350mm Cable. | 5 | 68.45 | 23.347 | 0 | PROX Lab
C80-020-BY | Sub,Cable,Coax,RG174,20F,Male BNC,Black Shrink Tube | 0 | 0 | 5.711 | 0
C91-020-HA | Sub,Cable,CE,20F,5 wires,CP pin (Hank),pH,Ref,TCs,GND | 0 | 0 | 16.458 | 16.458 | Lab-Ovh
C81-M06-TC | Sub,Cable,Waterproof Coax, Tin Leads, 6 meter long. | 0 | 0 | 10.875 | 8.61 | Lab-Ovh
88000060 | Raw,Cable assy for FOXBORO AUX EP518T,CUST SUPPLY | 3280 | 0 | 0 | 0
BR0PEL02 | Pellet, ISE-Bromide, 0.295 in OD | 0 | 9.55 | 7.16 | 0
C621-3-1-2 | Elec,Cond,K=0.1,316 L SS, PT100, Herschsman Connector | 0 | 0 | 94 | 94
2010510-10 | Acce,Adapter,Wiring Hanked to MBNC, low noise cable, 10' | 0 | 65 | 2.925 | 2.634
BR0PEL03 | Pellet, ISE-Bromide, 0.245 in OD | 0 | 0 | 6.21 | 0
CCDBTT2034SS0 | Elec,COND, K=0.1, 8550 thermistor, 20ft cable, 3/4" NPT, SS | 1 | 295 | 122.678 | 147.169 | Lab-Ovh
C96-M15-TC | Sub,Cable,6C:200155-WP,15M,ODO,See DWG#C96-05-01 | 0 | 0 | 36.086 | 27.421 | Lab-Ovh
C96-M20-TC | Sub,Cable,6C:200155-WP,20M,ODO,See DWG#C96-05-01 | 0 | 0 | 42.973 | 0
C88-X06-DX | Sub,Cable,REF (200025A),6",Pin Plug,Black (220020) | 0 | 0 | 2.896 | 1.036 | Lab-Ovh
C96-020-8P | Sub,Cable,6C:200155-WP,20F,8PIN CONN:77029801#DOM01-05-02 | 0 | 0 | 16.735 | 0 | Lab-Ovh
C84-M02-8P | Sub,Cable,4C:200015,2M,8PIN CONN:77029801#DOM01-05-02 | 0 | 0 | 6.485 | 6.485 | Lab-Ovh
C96-M02-FM3 | Sub,Cable,6C:200155-WP,2M,Molex Receptacle(77020009),3-Pin | 0 | 0 | 5.198 | 0 | Lab-Ovh
577V792-003B | Elec,pH,XVD,DJ,12x110mm,Sealed Reference | 0 | 0 | 10.119 | 2.045
FLUO-TEE | Acce,Tee fitting assy,PVC,1"NPT,Oring,Fluorometer#AN0550001 | 1 | 70 | 11 | 11
C80-X18-PX | Sub,Cable,Coax,RG174,18 inches,Male TNC 220006 | 0 | 0 | 3.624 | 3.624 | Lab-Ovh
H035-SP0011EPS | Elec,pH,PC Blue,ASGVIII,SJ,Pellon only,Blue S8 Conn/Plug | 0 | 0 | 9.44 | 9.27
NA71508-S7 | Elec,Sodium,DJ,12mmx110mm,Refillable,Epoxy Body | 0 | 0 | 31.426 | 6.456 | Lab-Ovh
HB635-DSP-B120 | Elec,pH,X-VD,DJ,12mmX120mm,Washer&Teflon | 0 | 0 | 3.369 | 3.779
R035-SP0011EPS | Elec,ORP,PC Orange,Pt Disc,SJ,Pellon only,Black S8 Conn/Plug | 0 | 0 | 15.5143 | 14.55
FS6/BX-SM03 | Acce,Cable,3m,RG174 Low noise,F SN6 to M BNC with Blk Boot | 0 | 0 | 8.4 | 0
F001502SA-003B | Elec,Fluoride, 100MM from side arm | 0 | 0 | 178 | 178
31198129 | Raw,Receptacle,HONEYWELL 31198129 | 0 | 0 | 14.6 | 14.6
31050520 | Raw,MOLDED SELLEVE W/NOTCH,HONEYWELL 31050520 | 9 | 0 | 1.07 | 1.07
31365108 | Raw,OUTER TUBE,HONEYWELL 31365108 | 2 | 0 | 23.033 | 23.033
31109069 | Raw,REF PLUG,HONEYWELL 31109069 | 16 | 0 | 54.597 | 54.597
31030055 | Raw,REF TUBE,HONEYWELL 31030055 | 130 | 0 | 4.738 | 4.738
27507-02 | Elec,pH,DJ,BF,#5733734A10-003BG,30K,Tuff tip,Epoxy body | 1 | 71.68 | 33.439 | 33.439 | PROX Lab
35805-03 | Elec,pH,DJ,GX-2,Peco#5773792-003B,12mmX110mm | 2 | 52.89 | 27.526 | 27.526 | PROX Lab
31050521 | Raw,MOLDED SLEEVE,HONEYWELL 31050521 | 12 | 0 | 4.652 | 4.652
31365101 | Raw,OUTER TUBE,HONEYWELL 31365101 | 350 | 0 | 3.39 | 3.39
31027925 | Raw,TC TUBE,HONEYWELL 31027925 | 12 | 0 | 2.26 | 2.26
31821103 | RAW,Silver rod, 0.062"OD x 2.875"L HONEYWELL 31821103 | 50 | 0 | 8.84 | 8.84
29020-16 | Elec,Oxygen,Polargraphic,#025IP25-300-10,316L SS,12MM | 0 | 0 | 0 | 0.2
M17-019-006 | Sub,Tube,Titanium,K=0.1,C35 Style for Honeywell | 19 | 0 | 18.956 | 18.956 | Lab-Ovh
4IM00433 | Doc,I2000 MANUAL Rev B | 0 | 0 | 0 | 0
4IM00434 | Doc,I2000 Quick-start, analog | 0 | 0 | 0 | 0
4IM00435 | Doc,I2000 Quick-start, Digital | 0 | 0 | 0 | 0
4IM00436 | Doc, I2000 Quick-Start, Digital&Analog | 0 | 0 | 0 | 0
35803-79 | Solu,Reference Fill,Peco# R001044 | 0 | 25.45 | 0.916 | 0.877
35803-82 | Solu,Reference,#R001041,0.1M NH4Cl | 0 | 0 | 1.482 | 0.994
35812-16 | Elec,Cyanide,DJ,#CN01508-010B,12mmX110mm,Refillable,Epoxy | 0 | 104.26 | 41.965 | 4.938
44003007 | MRO,Ribbon, Thermal Transfer Ribbon, series 4300 | 5 | 0 | 11 | 11
00054423 | Raw,Tubing,Epoxy, DARKER Smokey Gray, 0.472"OD x 0.400"ID 44 | 844.552 | 0 | 4.19 | 4.19
00190187 | Raw,Barstock, SS 316L, 3/16"Dia (.187") | 6 | 0 | 12.5 | 12.5
50037513-001 | Sub,Terminal Block Assy for Honeywell J-Box | 230 | 0 | 20.85 | 20.85
5931344-72-8/8S | Sensor, Conductivity, K=0.5, Graphite, PT1K, 8 Pin | 0 | 324.03 | 55 | 55
SP96Y | Elec,PH,DJ,X-VD,#HABP635-DSP-B260,12mmX260mm | 0 | 0 | 12 | 12
77330604 | Raw,Resistor, 6.04 K Ohm,+/-1%, fixed | 0 | 0 | 3.87 | 3.87
77330255 | Raw,Resistor, 2.55 K Ohm,+/-1%,fixed | 0 | 0 | 3.48 | 3.48
BS806YP-1FT | CABLE ASSY,1FT | 0 | 65.6 | 19.978 | 0
RF0CR2-500 | Solu,Residual Chlorine RC67 Internal Fill Gel,500mL | 0 | 75 | 8.121 | 0
22320008 | Raw,Bushing,White Silicone,ID for .177"Glass,.188"ODx.107"th | 4413 | 0 | 0.26 | 0.26
19500-10 | Elec,Cond,K=1,Graphite,Peco#1961303-34-010T,W/10K Ther | 1 | 74.37 | 16.2 | 38.945
RF0CR3-500 | Solu,Residual Chlorine RC68 Internal Fill Gel,500mL | 0 | 75 | 11.8 | 0
PM/TX-CM10 | Extentsion cable,CE,10M, with 4-Pin Plug Connector 220155 | 0 | 0 | 45.851 | 0 | Lab-Ovh
HR61-PC11-PF | Elec,pH,Ryton,ASGV,Flat,DJ,PT1K,4-pin Receptacle 220154 | 1 | 139.05 | 56.8 | 50.463 | Lab-Ovh
557V501-003B | Elec,pH,X-VD,SJ,6mmX110mm,Refill | 0 | 0 | 2.47 | 1.261
ORP10-1P1Q | Elec,Dolphin,ORP,PT,W/PCB,PT100,VP CONN | 0 | 428.88 | 238.737 | 188.731 | Lab-Ovh
00031000 | Raw,Barstock, CPVC 1" Dia | 15 | 0 | 5.6 | 5.6
871CR-A1T1A1C1 | CT R-SENSOR,0.1,CPVC,TI,3/4"NPT CPVC BUSH,PT1K,30FT,#6 LUG | 0 | 616.16 | 426.449 | 447.66 | Lab-Ovh
871PH-4R3B | ELEC,ORP,CPVC,PT,W/PCB,PTFE,316SS,CERAMIC JCT,PTFE | 0 | 506.2 | 301.657 | 291.115 | Lab-Ovh
875CR-C2Z-AC | CT/RESISITVITY ANALYZER,240VAC,PIPE,NOCERT,STORM DOOR,HART | 0 | 374.56 | 146.017 | 894.115 | Lab-Ovh
22325504 | Raw,Bushing,Separator Black 0.419 OD.189"High,4 holes | 4680 | 0 | 0.35 | 0.35
PH10-1S2S-ECA | Elec,Dolphin,PH,DOME BULB,W/SMPCB,PT1000,S CONN,EPDM,CSA | 0 | 342.32 | 188.413 | 188.329 | Lab-Ovh
871PH-3F1A-QT | Elec,pH,Ryton,Flat Bulb,w/PCB,PT1k,TI,Ceramic jct,Ryton,20fN | 0 | 630.45 | 306.175 | 280.598 | Lab-Ovh
MK7H-36RK-F06 | MK7H-36RK,2" 300lb. Raised face Flange | 0 | 0 | 3932.676 | 0 | Lab-Ovh
MK7H-36RK-F07 | MK7H-36RK,3" 150lb. Raised face Flange | 0 | 0 | 4359.676 | 0 | Lab-Ovh
MK7H-36RK-F08 | MK7H-36RK,3" 300lb. Raised face Flange | 0 | 0 | 4957.476 | 0 | Lab-Ovh
X0178HV | Acce, TEE,PVDF,1"X1"'1",Mcmaster carr 4415K335 | 0 | 525 | 150 | 150
871PH-1F1A-3-40 | Elec,871PH-1F1A-3,40FT cable length | 0 | 514.84 | 271.994 | 310.145 | Lab-Ovh
MK7H-463K-F | Holder,MK7,HastC,46",34"Insert,Welded BVA,Simriz | 0 | 0 | 3573.795 | 0
99030517 | Raw,Cable,C2,24ga Rd&Wht,w/L/N,no shield,TPRjacket,price p | 49260 | 2.17 | 0.56 | 0.56
C84-002-TO | Strip and Tin,4C,2 FT,3 wires,TCs, GND | 0 | 0 | 2.977 | 2.977 | Lab-Ovh
873RS-BIWFGZ-7 | RESISTIVITY ANALYZER,220VAC,4-20MA,PANEL MOUNT,FM,SD | 0 | 317.27 | 141.003 | 155.685 | Lab-Ovh
873EC-BIXFGZ-57 | ELECTRODELESS CT ANALYZER | 0 | 413.25 | 223.403 | 0 | Lab-Ovh
31080256 | Tare Band, for Honeywell part no.SQ00487 | 1171 | 0 | 0.18 | 0.18
PH10-4P4A-FN | Elec,Dolphin,PH,ANTIMORNY,W/PCB,PT100,10FT CABLE,PIN LUGS,F | 0 | 313.68 | 121.539 | 144.512 | Lab-Ovh
871EC-HP0-3-100 | Elec,871EC-HP0-3,100FT CABLE LENGTH | 0 | 941.83 | 883.879 | 883.879 | Lab-Ovh
871PH-3A2A | Elec,pH,Ryton,Bulb,w/PCB,PT1k,CARP,Ceramic,Rytonjct,20FT | 0 | 525.34 | 275.393 | 300.758 | Lab-Ovh
875PH-C2C-AC | PH/ORP/ISE ANALYZER,240VAC,PIPE,CSA,STORM DOOR,HART | 0 | 459.78 | 159.243 | 156.017 | Lab-Ovh
871EC-HP0-3V-3M | Elec,871EC-HP0-3V,3M Cable Length | 0 | 376.87 | 224.277 | 232.917 | Lab-Ovh
77030022 | RAW, PCB Assembly, , Gecko, Pre-Amp, pH/ORP | 2228 | 0 | 3.0899 | 3.0899
77120106 | Raw,Cup-Point Set Screw,316SS,10-24,5/16"L | 99 | 0 | 0.2464 | 0.2464
44340010 | Raw,Boot, Green color, cover for male BNC USE 44340018 | 841 | 0 | 0.28 | 0.28
AGSPEL02 | Pellet, ISE-Silver/Sulfide, 0.295 in OD | 0 | 10.76 | 8.07 | 8.07
77330001 | Raw,Temperature Compensator,PT1000 ohm RTD, tolerance +/-5% | 2940 | 0 | 1.05 | 1.05
00300406 | Fitting, Plastic (Delrin)Parker Fluid Connector 1/4" | 200 | 0 | 1.08 | 1.08
AGSPEL03 | Pellet, ISE-Silver/Sulfide, 0.245 in OD | 0 | 0 | 6.89 | 0
33380040 | Raw,Ceramic Rod, .040"x 6"random lengths,Steatite material | 15743.18 | 0.82 | 0.088 | 0.088
77020020 | Raw,Connector, Molex shell, white color, 2 position | 1028 | 0 | 0.029 | 0.029
CU0PEL02 | Pellet, ISE-Copper, 0.295 in OD | 0 | 19.08 | 14.31 | 14.31
77032541 | Raw,Cust, PC Board,Assembled & Tested 0-10MS,w/Torroidal co | 26 | 0 | 103.95 | 94.5
SCP-737-CF-020B | Elec,pH,DJ,X-2,#V-4000-20B,3/4"MNPT Ryton Guard | 2 | 94.45 | 23.535 | 3.286
31020751-501 | Elec,ORP,Pt Band,0.188",LCJ,12mm Blk Ryton Body,Honeywell | 1 | 179.82 | 62.76 | 62.76 | Lab-Ovh
1165397 | Elec,pH,DJ,GXVD,12MMX108MM,PolymerKCL,10K Lakewood | 0 | 158.97 | 70.009 | 31.791 | PROX Lab
66030250 | Pipe Tee, 1/4" CPVC sch 80, socket style (no threads) | 222 | 0 | 2.98 | 2.98
00050395 | Raw,Tubing,Epoxy, Red, 0.472"OD x 0.395"ID (ASI 443007) | 0 | 0 | 0 | 4.76
31022289-501 | Elec,Temp,Comp,NTC-8550,12mm Blk Ryton,6"wire out,Honeywell | 0 | 0 | 19.961 | 0
31050381-501 | Elec,pH,X-VD,0.188",NTC-8550,LCJ,12mm Blk Ryton,Honeywell | 4 | 161.7 | 54.319 | 47.629 | Lab-Ovh
99001048S20BG10 | Acce,Cable,Male BNC with 1/2"MNPT,PT1K, to Male BNC/3.5 Phon | 0 | 0 | 23.025 | 16.121
31117481-501 | Elec,Ref,.06"Silver Rod,12mm Blk Ryton,24"wire out,Honeywell | 1 | 197.4 | 84.572 | 84.572
31117486-501 | Elec,pH,X-VD,Receptacle,LCJ,Blk Ryton,Grd,7"wire,Honeywell | 1 | 99.75 | 49.423 | 49.423 | Lab-Ovh
ISE-8711 | Elec,ISE, Ammonium, PVC, Peco#NH41501-003B,Polymer Membrane | 2 | 0 | 10.118 | 1.49
31117489-501 | Elec,pH,X-VD,0.188",LCJ,12mm Blk Ryton,Guard,Honeywell | 0 | 118.45 | 40.657 | 39.429 | Lab-Ovh
S-CT25-01 | Sub,CT25,BLK ABS,0.48"ODx2.82"L,K=1,NTC-10K | 9 | 0 | 11.507 | 11.507
450438-0004 | Sub,CT25 Molded Body,Blk ABS,2.85"L,CT77V-D4-02-R | 9 | 0 | 4.799 | 4.503 | Lab-Ovh
35801-09 | Elec,pH,X2,DJ,3/4"MNPT CPVC w/Guard,PT1K,#1923737-010BHV10 | 1 | 83.72 | 40.373 | 37.629 | Lab-Ovh
441003-0007 | Sub, BODY, PVC Pipe, 3/4" Sch 80, Gray, CT77V-D4-01 | 9 | 0 | 5.037 | 4.857 | Lab-Ovh
22172021 | Raw,O-Ring,Viton 75, 2-021, Black Color | 757 | 0 | 0.08 | 0.08
V-539B-10H | Elec,pH,DJ,XVD PT100ohm,LCJ,1" NPT, Int Preamp 20810P9, SPR | 0 | 385.08 | 75.172 | 48.268 | PROX Lab
CT77-D001 | Elec,CT,3/4"NPT,PVC,Carbon,K=1,NTC-10K,RS485 | 0 | 355.89 | 92.134 | 136.252 | Lab-Ovh
OSP-COAT-02 | Outside Processing PFA Coating for EP049EA | 0 | 0 | 50 | 0
CCDCT2034S00 | Elec,Cond,K=10,Graphite,SS316,3/4"NPT,8550,20FT cable, HANKS | 1 | 265 | 140.447 | 0 | Lab-Ovh
CCBTT2014S00 | Elec,Cond,K=0.1.TI/PEEK,8550,20FT cable,w/SS316BVA,7"INS | 5 | 0 | 414.465 | 464.749 | Lab-Ovh
PHG1GT207S0C | Elec,pH,X5,DJ,NTC8550,3/4"MPT,Kynarw/Guard,LCJ,GND,20F,CERT | 1 | 143.64 | 70.715 | 70.715 | Lab-Ovh
CCEMT2010C00 | Elec,Cond,K=50,Platinum,1"NPT,SS 8550,20ft Cable,Hanks | 0 | 0 | 0 | 0
875PH-A4U-AC | PH/ORP/ISE ANALYZER,120VAC,PIPE,UL,STORM DOOR,HART | 0 | 577.75 | 301.692 | 939.231 | Lab-Ovh
EP485A4H0500UXX | Acce,Calibration Plug for 871FT | 0 | 209.45 | 73.254 | 59.844 | Lab-Ovh
871CR-A1T4A1A1S | CT R-SENSOR,0.1,CPVC,TI,4"INS,3/4"NPT CPVC,PT1K,20F#6NIST | 0 | 707.57 | 564.433 | 524.51 | Lab-Ovh
871PH-2P1B-4 | Elec,pH,CPVC,Bulb,PT100,TI,Ceramic jct,PTFE,20FT,NOLUG | 0 | 538.65 | 291.393 | 279.556 | Lab-Ovh
876CR-TWFA-7 | CT&RESISTIVITY INTELLIGENT TRANSMITTER | 0 | 248.4 | 104.457 | 96.44 | Lab-Ovh
875CR-C2Z-A | CT/RESISITVITY ANALYZER,240VAC,PIPE,NOCERT,STORM DOOR | 0 | 368.33 | 142.132 | 798.842 | Lab-Ovh
449004-0033 | Sub,Housing,ABS Rod,.62"ODx3.8"L"L,Blk RoHS3,H0EKA-04-01 | 0 | 0 | 1.154 | 0
604CTORP | Elec,Plat,SJ,12.5X90mm,Epoxy,#6739625-010B | 2 | 193.1 | 44.505 | 38.648 | Lab-Ovh
88000066 | Raw,Sensor Housing FAC, 73369, customer supply | 3 | 0 | 1.86 | 1.86
88000061 | Raw,Sensor tube cap assy w/PCB&1Mcable&M12connector, customy | 0 | 0 | 99.51 | 0
88000062 | Raw,Sensor cap, customer supply - set 88000064 | 0 | 0 | 1.05 | 1.05
88000064 | Raw,Sensor cap insert, customer supply/Set 88000062 | 0 | 0 | 1.05 | 1.05
88000068 | Raw,Gold piece,CL Sensor, customer supply | 4 | 0 | 26.75 | 26.75
88000069 | Raw,silver disc,CL Sensor Probe, customer supply | 3 | 0 | 10 | 10
88000065 | Raw,Ti Pin 4mm x 6mm, customer supply | 3 | 0 | 3.41 | 3.41
1010620 | Raw,conducitvity molded housing, Hole remachined,REV001 | 0 | 8.78 | 3.3268 | 2.8196
1010630 | Sub,conductivity,carbon cell,4 wireS,TX, use 1010620 REV001 | 113 | 40.89 | 18.728 | 18.728 | Lab-Ovh
DOGB-MS02 | Acce,Optical DO membrane cap,AP patch | 0 | 125 | 2.091 | 0
22170218 | Raw,O-Ring,Viton 75, AS-218 | 42 | 0 | 0.88 | 1.1
DOL2-MS02 | Acce,Optical DO membrane cap,Gen 2,PVC,12mm | 0 | 90 | 4.554 | 0
DOM-CASE | Acce,DOM carry case | 0 | 60 | 9.224 | 2.165
50002473-001 | LABEL TERMINAL BLOCK CONDUCTIV | 0 | 0 | 0 | 0
31117495-501 | Elec,pH,X-VD,0.188",LCJ,12mm Blk Ryton Body,Honeywell | 0 | 0 | 40.269 | 0 | Lab-Ovh
CU0PEL03 | Pellet, ISE-Copper, 0.245 in OD | 0 | 0 | 11.57 | 0
11110005 | Raw,Tube,Ti GR 2, 1/2" x .035"wall, seamless 125 Ra | 30 | 0 | 38 | 38
00370021 | Fitting,Nylon Cord Connector,1/2"NPT gray Hubble, red code | 80 | 0 | 8.15 | 8.15
44340207C | Raw,Bulb Cap, Clear .207" x .812"L x .040"thick for Fisher | 3645 | 0 | 0.091 | 0.09
22098819 | Raw,O-ring,Buna 70, 8.8mm x 1.9mm(machine shop use) | 0 | 0 | 0.41 | 0.41
22093552 | Raw,Oring,Buna 70, 35.5mm x 2.00mm(machine shop use) | 0 | 0 | 0.47 | 0
OSP-PASS-01 | Passivation of parts | 0 | 0 | 3.5 | 3.5
00112000 | Raw,Barstock, Kynar 2"Dia, natural color | 32 | 0 | 65.48 | 65.48
31301277 | SQ-00950 SPACER WASHER VITON | 0 | 0 | 0 | 0
CL0PEL02 | Pellet, ISE-Chloride, 0.295 in OD | 0 | 9.32 | 6.99 | 6.57
CL0PEL03 | Pellet, ISE-Chloride, 0.245 in OD | 0 | 0 | 6.13 | 0
PB0PEL02 | Pellet, ISE-Lead, 0.295 in OD | 0 | 12.47 | 9.35 | 9.35
PB0PEL03 | Pellet, ISE-Lead, 0.245 in OD | 0 | 0 | 7.85 | 0
OSP-MACH-05 | Machining for BS807FK | 0 | 0 | 225 | 225
C2-020-W2H | Sub,Cable,W2H,C2,20 Feet, BNC & 2 Hanks | 0 | 0 | 14.104 | 0
A-3001-20BH | Elec,pH,TB557 Kynar Linsert,XVD,SPR,3Kohm,Kynar/Viton | 1 | 565.27 | 76.165 | 71.832 | PROX Lab
05292600 | Raw,Chem,Potassium Hydroxide,ACS,85% min,K2CO3 2.0% m | 3000 | 0 | 0.04 | 0.04
SCP-735-TF-020B | Elec,pH,DJ,XVF,HexRyton,3/4"MNPT,Teflon JCNT | 19 | 102.9 | 36.408 | 36.408 | PROX Lab
OSP-WELD-12 | Outside Processing Welding - $100 | 0 | 0 | 100 | 0
OSP-WELD-13 | Outside Processing Welding- $120 | 0 | 0 | 120 | 0
77020203 | Raw,Con,BNC Jack,Female,complete for RG174,Polypro inner | 12013 | 5.29 | 1.21 | 1.21
OSP-WELD-14 | Outside Processing Welding- $ 160 | 0 | 0 | 160 | 0
OSP-WELD-15 | Outside Processing Welding- $ 200 | 0 | 0 | 200 | 0
643013-0021 | Foam bushing,blk,Vinyl 1/4"thk,OD0.750",ID0.312"/2x0.185" | 396 | 0 | 0.386 | 0.38
643013-0022 | Foam bushing,blk,Vinyl 1/4"thk,OD0.625",ID2x0.185" | 500 | 0 | 0.386 | 0.38 | Lab-Ovh
643013-0023 | Foam bushing,blk,Vinyl 1/4"thk,OD0.50",ID2X0.155" | 0 | 0 | 0 | 0
M38-018-004-F01 | Sub,Flange, Hast-C, Welded w/Fitting,1" #150,RF | 0 | 0 | 727.15 | 0 | Lab-Ovh
99030019 | Cable,C-37,2conn,22AWG,twisted pair,Red,Blk,shielded w/drain | 0 | 0 | 0.244 | 0.244
27300-23 | Elec,pH,SJ,GX-BD,#1923537-010BTV12,3/4" MNPT CPVC | 1 | 80.3 | 34.249 | 29.045 | PROX Lab
7906640-20H | Elec,Platinum Band,DJ,12x110mm,RFP | 1 | 135 | 52.219 | 7.01 | PROX Lab
44361212 | PNS,Box,Shipping 36x12x12" for Mark 7 w/J-Box | 0 | 0 | 2.73 | 2.73
72419 | Elec,pH,X-VF,DJ,#1922757-020BTV01,3/4"MNPT CPVC,3K | 0 | 126.73 | 30.391 | 0
11111756 | Raw,Flow Cell, Ti Gr 2, 1"FNPT. x 1"MPT.For MK7 assembly | 0 | 0 | 175 | 0
11111755 | Raw,Ti Gr 2 Threaded Pipe Fitting, ¼ NPT, Solid | 0 | 0 | 25 | 0
15385006 | MRO,Needle, SS,20ga,.0355"ODx .023"ID,KelF Hub,Blunt Tip,6"L | 0 | 0 | 180 | 180
1507319 | Valve,Ball,1"Ti Gr 2,PTFE Seats,FNPT Ends,3 pc,full port | 0 | 0 | 1250 | 0
1903520 | Acce,Adapter,Ryton,Beckman Series III to 1" FPT,silicone o-r | 0 | 485.47 | 0 | 0.11
00191017 | Raw,Nipple,Ti Gr 2,1"NPT Ends, 2"Long,Sch 40 | 0 | 0 | 110 | 0
30000013 | Raw, Ferrule Set, Ti Gr 2 276,3/4", Front & Rear | 0 | 0 | 95 | 0
C-176 | Elec,pH,DJ,GX2,Peco#5773701-155-S7,12X155MM,Refill | 1 | 68.27 | 25.531 | 25.531 | PROX Lab
CL01502-X18Z | Elec,Chloride,DJ,12mmX110mm,refill,glass body | 0 | 0 | 134 | 134
547V901-003B | Elec,pH,XVD,SJ,4x130mm,Reduced Tip,Refillable | 0 | 0 | 4.846 | 1.162
1500302 | Raw,Flange, 316SS 1-1/2" 150# Raised Face, Blind,No hole | 2 | 0 | 129.05 | 129.05
EP049EA | HOUSING,carpenter 20(alloy20) ,PFA COAT | 1 | 0 | 159.767 | 130.962 | Lab-Ovh
CCBTT2010000 | Elec,Cond,K=0.1,TI/PEEK,8550,20ft Cable | 0 | 0 | 210.697 | 0 | Lab-Ovh
35200001 | Raw,Tape,Clear Teflon Membrane,1 ml thick,2"wide,44'per roll | 95821 | 0 | 0.00529 | 0.00529
M38-018-004-F02 | Sub,Flange, Hast-C, Welded w/Fitting,1" #300,RF | 0 | 0 | 845.087 | 0 | Lab-Ovh
M38-018-004-F03 | Sub,Flange, Hast-C, Welded w/Fitting,1.5" #150,RF | 0 | 0 | 861.737 | 0 | Lab-Ovh
M38-018-004-F04 | Sub,Flange, Hast-C, Welded w/Fitting,1.5" #300,RF | 0 | 0 | 1166.987 | 0 | Lab-Ovh
A-3001-10H | Elec,pH,DJ,XVD,SPR,3Kohm,Kynar/Viton,TB557 | 0 | 374.72 | 20.768 | 5.425
33200012 | Raw,Tubing,Teflon #12 Thin Wall PTFE | 1250 | 0 | 0.32 | 0.32
M38-018-004-F05 | Sub,Flange, Hast-C, Welded w/Fitting,2" #150,RF | 0 | 0 | 1117.037 | 0 | Lab-Ovh
M38-018-004-F06 | Sub,Flange, Hast-C, Welded w/Fitting,2" #300,RF | 0 | 0 | 1233.587 | 0 | Lab-Ovh
M38-018-004-F07 | Sub,Flange, Hast-C, Welded w/Fitting,3" #150,RF | 0 | 0 | 1622.087 | 0 | Lab-Ovh
M38-018-004-F08 | Sub,Flange, Hast-C, Welded w/Fitting,3" #300,RF | 0 | 0 | 2165.987 | 0 | Lab-Ovh
00284222 | Raw,LED,TH-UV430J20X-5 (Tianhui) | 21 | 3.25 | 0.85 | 0.85
450090-0007 | Sub,EXT,blk,ABS,0.31"ODx3.25"L,no ceramic hole,CAAMQ-04-03R | 14 | 0 | 0.039 | 0.024 | Lab-Ovh
M01-023-023 | Sub,Body,Epoxy Tube,Gray,0472"ODx4.93"L,HV28L-V4-01 | 0 | 0 | 2.55 | 0
XS005KW | FLANGE,BLIND,1",H-C276 | 0 | 0 | 0 | 0
BS807GW | Adapter-NPT 1'',C20 CB3 | 0 | 0 | 239.705 | 0
BS807HB | Adapter-NPT 1'',H-C276 | 0 | 0 | 0 | 0
9550901 | Raw,O-Ring,Kalrez, 2-014, comp 6375 | 36 | 0 | 13.02 | 13.02
29073-02 | Acce,Cable,Detachable Cable,3MM OD Cable, Peco#9001083-010ST | 3 | 25.82 | 14.643 | 12.865 | Lab-Ovh
77280006 | Cap,Dust Cover,Military Style for Connector, Amphenol ,green | 15 | 0 | 13.1 | 13.1
871CR-A3T1C1D1 | CT R-SENSOR,0.1,PEEK,TI,3/4"NPT PEEK BUSH,PT1K,30FTHT,#6 | 0 | 794.02 | 623.852 | 618.427 | Lab-Ovh
PH10-1N3A-3H | ELEC,Dolphin,PH,DOME BULB,WGUARD, PT100S,30FT HTCABLE,LUG | 0 | 341.88 | 228.062 | 219.714 | Lab-Ovh
871PH-1A1A3410M | Elec,871PH-1A1A-34,10M cable length | 0 | 512 | 266.944 | 306.056 | Lab-Ovh
871EC-RE0-3-6M | Elec,871EC-RE0-3,6M cable length | 0 | 391.58 | 373.525 | 251.837 | Lab-Ovh
871CR-C5G1E1D1 | CT R-SENSOR,10,NORYL,GP,3/4"NPT NORYL BUSH,PT1K,30FTHT,#6 L | 0 | 787.79 | 832.527 | 598.736 | Lab-Ovh
871FT-4C3D3R391 | ELEC,FT CT,871FT-4C3D3R-39,1FT CABLE LENGTH | 0 | 2742.99 | 2811.329 | 0 | Lab-Ovh
OSP-GRIND-05 | Outside Processing Grinding for MK Tube | 0 | 0 | 100 | 100
Z1219CG | PIPE-HASTELLOY C | 0 | 0 | 0 | 0
00115050 | Connector,Fitting Kynar 1/2"Tube x 1/2" MNPT | 9 | 0 | 8.82 | 8.82
HS010BZ | PIPE, 1''SCHED40, 20CB-3 | 0 | 0 | 0 | 0
MULT-G002 | Elec,pH/ORP,WHTASA,ASGVII,GD disk2.5mm,NTC-10K,DJ,PCB,CUe | 0 | 111.6 | 55.702 | 0 | Lab-Ovh
RHGA-WNTRIT | Kit, GECKO winterization Kit(BTL,CAP,Polish2x,O-ring2x) | 0 | 26.56 | 4.522 | 4.314 | Lab-Ovh
CCDATR2034SSC | Elec,COND, K=0.01, PT1000, 20 foot cable, 3/4" NPT, SSTag,CC | 1 | 321.55 | 129.95 | 138.259 | Lab-Ovh
CCDDCR2010C00 | Elec,COND, K=10.0,Graphite, PT1000, 20ft cable, 1" NPT | 0 | 308.88 | 135.397 | 135.397 | Lab-Ovh
C13-001-WK | Sub,Cable,WK,C13,1 feet,BNC w/Blue Boot,Female 3-Pin Molex | 0 | 0 | 2.577 | 0
SZ3281.068 | Elec,Cond,K=1.0,Graphite,PT1000 | 55 | 34.07 | 18.766 | 18.766 | Lab-Ovh
31074343 | Raw,SQ-00356 SUPPORT TUBE | 30 | 0 | 20.18 | 20.18
31074366 | Raw,WARNING TAG | 89 | 0 | 4.35 | 4.35
PHG10T204C00 | Elec,pH,X5,DJ,NTC8550,3/4"Kynar w/GD,LCJ,GND,20F,w/CPVC BVA | 0 | 1310 | 583.197 | 597.9 | Lab-Ovh
31074368 | Raw,PROTECTIVE CAP,LDPE,BLACK | 379 | 0 | 0.38 | 0.38
31074348 | Raw,PIPE NIPPLE CPVC 1-1/2 X 2-1/2 | 71 | 0 | 13.45 | 13.45
31074353 | Raw,BALL VALVE CPVC 1-1/2 | 65 | 0 | 120.4 | 120.4
35802-39 | Elec,ISE,Potassium,DJ,#K001502-003B,12MMX110MM | 4 | 0 | 21.154 | 11.648
15X303701 | Bulb Guard,w/2 Air Hole For M14-049-001, ClearEpoxy W/ Oring | 0 | 4.41 | 0.847 | 0.726
31074349 | Raw,PIPE NIPPLE CPVC 1-1/2 X 6 | 43 | 0 | 9.67 | 9.67
SP0385 | Elec,Reference,Mono,AgCl pack,12.7mm pyrex | 187 | 32.61 | 11.573 | 19.44 | Lab-Ovh
4IM00241 | PNS,Brinkman Label/Sticker,2"x 7.25"L,Glossy Finish | 0 | 0 | 0.125 | 0.125
05307144 | Raw,Chem,Potassium Sulfate, Granular 99+% | 0 | 0 | 0.07 | 0.07
05290098 | Raw,Chem, Triton X-100 | 0 | 0 | 0.0719 | 0.0719
44340430 | Raw,Bulb Cap, .430" ID x .500" long, clear | 6444 | 0 | 0.08 | 0.08
00210880 | Raw,Barstock, Ultem black 7/8"OD | 28 | 0 | 13 | 13
00210125 | Raw,Barstock, Ultem black 1/4"OD | 32 | 0 | 1.26 | 1.26
ELM-002 | Elec,pH,DJ,X-VD,12x110mm,Refill,Wick Junction,Fast style | 0 | 134.6 | 23.654 | 22.441 | PROX Lab
00030040 | Pipe, CPVC 3/4" sch 40 gray color | 525 | 0 | 2.16 | 2.16
871PH-1A1D-5T | ELEC,PH,RYTON,BULB,PT100,TI,ION BARRIER,PVDF,CBL PERSO,PTFE | 0 | 0 | 296.824 | 0
RC68-MT01 | FC,Chlorine,Blk/Blu ABS,6F,USB-A Plug/BNC,output 0-5V,0-2PPM | 0 | 550 | 171.722 | 0 | Lab-Ovh
00030007 | Raw,Barstock, CPVC Hex Bar 5/8" | 32 | 0 | 5.19 | 5.19
9555119 | Raw,O-Ring,Kalrez, 2-119, compound 6375 | 13 | 0 | 30.12 | 30.12
ECI-010 | Elec,Ag Billet,DJ,Sealed,KNO3 Polymer,12x104mm,3'BNC,LAR570 | 29 | 108.28 | 46.325 | 46.325 | Lab-Ovh
1922757-015B | Elec,ph Combo, DJ, GX-1 Flat 3/4"CPVC, Self-Cleaning | 0 | 0 | 4.58 | 4.58
5737889SA-120S7 | Elec,pH,DJ, Antimony,12MMX120MM,Side Arm Refill | 0 | 0 | 164.25 | 164.25
44009031 | Raw,Box, for Fisher Oval bottle, plain white w/tuck flaps | 4714 | 0 | 0.28 | 0.28
44004218 | Labels, for QC, 2-1/2"x 1-9/16" 18-up | 786 | 0 | 0.203 | 0.203
33345 | Solu,Reference fill,#R001041-125 | 0 | 12.1 | 1.482 | 1.093
5771427-003B | Elec,Reference,DJ,Ceramic,12MMX110MM,Refillable | 0 | 0 | 3.872 | 41.5
V-500B-F | Elec,pH,XVD,DJ,1" NPT,100 ohm,4-Pin Mil,Kynar | 0 | 466.42 | 62.531 | 62.531 | Lab-Ovh
16B6643-F | Elec,Combo ORP,Platinum,DJ,1"NPT,100 ohm,4-Pin Mil,Kynar | 0 | 0 | 198.75 | 198.75
00210470 | Raw,Barstock, Ultem black .470" OD | 12 | 0 | 10.63 | 10.63
9001071-X18V | Acce,Adapter,Wiring Detachable to Lemo, 18" length | 0 | 170.28 | 27 | 27
ORE-5311-10 | Elec,ORP Combo,Meatllic,SJ,1/2" NPT In-Line | 2 | 127.64 | 56.965 | 55.972 | PROX Lab
B0138QV | Raw,Cover | 0 | 0 | 0 | 0
871EC-TF2-3V10M | Elec,871EC-TF2-3V,10M Cable Length | 0 | 774.51 | 518.035 | 603.89 | Lab-Ovh
871EC-PP0-3-35 | Elec,871EC-PP0-3,35FT Cable Length | 0 | 271.44 | 207.268 | 189.857 | Lab-Ovh
SZ664.2 | Oxygen,Polarographic,Submersible,250nA Out Put | 2 | 223.01 | 122.284 | 112.44 | Lab-Ovh
PH10-3P2A-DA | Elec,Dolphin,PH,FLAT BULB,W/PCB,PT1K,10FT CABLE,PIN LUGS,IEx | 0 | 303.55 | 130.562 | 151.467 | Lab-Ovh
875EC-A1D-AC | ELECTRODELESS CT ANALYZER,120VAC,PANEL,IEC,STORM DOOR,HART | 0 | 483.56 | 140.235 | 841.736 | Lab-Ovh
871A-1F-3-45 | Elec,pH Probe,Flat Bulb,PT100,Cable Length 45ft | 0 | 360.92 | 179.453 | 179.293 | Lab-Ovh
871EC-LB0-3-30M | Elec,871EC-LB0-3,30M CABLE | 0 | 502.46 | 653.67 | 350.308 | Lab-Ovh
871EC-LB0-3-23M | Elec,871EC-LB0-3,23M CABLE | 0 | 468.77 | 570.287 | 576.76 | Lab-Ovh
871PH-5F1A-310M | Elec,871PH-5F1A-3,10M Cable Length | 0 | 508.95 | 283.907 | 307.032 | Lab-Ovh
PHG1GTQD7S0C | Elec,pH,X5,DJ,NTC-8550,3/4"MPT Kynar wGuard,LCJ,GND,VP8,CERT | 0 | 157.68 | 77.611 | 62.379 | Lab-Ovh
MK7H-22RK-F05 | MK7H-22RK,2" 150lb. Raised face Flange | 0 | 8669.84 | 3172.377 | 0 | Lab-Ovh
93X219022 | Elec,Conductivity,K=1.0,#13-620-163,4 Band,Glass body,10K | 0 | 0 | 138.67 | 91.304 | Lab-Ovh
2759ANN-076-5D | Sub,pH,ORP,5D,AnnularJ,Pt Band,0.405"ODx0.3"L#V210LD-02-01 | 7 | 0 | 26.77 | 21.532 | Lab-Ovh
44004214 | Labels,4-1/8"x 1-7/16",14-up (for Thermo Parts) | 53741 | 0.04 | 0.0163 | 0.01626
M01-002-024 | Sub,Housing,Blk Ryton,0.625"ODx5"L,MKVII,no O-rings | 4 | 0 | 25.172 | 24.929 | Lab-Ovh
27300-24 | Elec,pH,GX-BD,#1923537-010BHV10,PT1K | 1 | 79.54 | 38.155 | 36.576 | PROX Lab
PH-X673V591APRI | Elec,pH,X-VD,SJ,AC,12x75mm,O-ring on Cap,Packed Column,Priva | 227 | 29.71 | 22.471 | 22.471 | Lab-Ovh
450251 | Sub,Body,Grey Epoxy, NON-pad print,Intellical pH.(HEHWJ-14 | 0 | 0 | 11.522 | 11.522
ISTEK-388 | Elec,pH,X-VD,DJ,Guarded,3/4"NPT Ryton/Graphite,PT1K,15ftCbl | 0 | 150.2 | 35.208 | 0 | Lab-Ovh
V-40KE-VPF3 | Elec,pH,X-VD,DJ,3-wire1000 ohm,3/4"MPT Kynar w/Grd,Kalrz,SPR | 0 | 558.02 | 64.882 | 54.911 | PROX Lab
M09-002-067 | Sub,Insert,Ryton,W/Teflon Jnt.TuffTip,.325"Gls,TP561T-S-28MM | 23 | 0 | 5.222 | 0
SI1L1V1B-095-VD | Sub,Stem,pH,VD (dome),095mm Length | 266 | 0 | 0.011 | 0
315220ND | Sub,0.015" Silver Wire,220mm Length,AgCl Dip | 0 | 0 | 0.577 | 0
44340126 | Raw,Bulb Cap, Clear .125"ID x .500"L | 5204 | 0 | 0.142 | 0.142
9211412 | Solu,Standard Cond 1,412 u/CM, 475 ml | 2 | 39.96 | 2.162 | 2.12
ATT4-100 | Sub,Test Tube,0.124"OD x 3.93"L#H035N-F1-01 | 0 | 0 | 0.503 | 0 | Lab-Ovh
C15-010-HA | Sub,Cable,HA,C15, 10 Feet,Connector:77280014,Cable:99030015 | 0 | 0 | 1.211 | 1.22 | Lab-Ovh
SI1I1V1S-106III | Sub,stem,pH,ASG III Spear,0.195"x4.17L#H035N-F2-01 | 0 | 0 | 0.013 | 0
5771302-3-003B | Elec,Conductivity,K=1.0,Plat,12mmX110mm | 0 | 0 | 68.177 | 21.116
M26-017-016 | Sub,Junction,.39"ODx0.195"IDx.55"LTeflon Porous#H035N-H4-03 | 0 | 0 | 1.77 | 0
V-710J-10BWI6 | Elec,pH,X-VF,DJ,Tuff Tip,12x110mm,Epoxy Guard,30K,SPR | 2 | 260.05 | 42.706 | 12.006 | PROX Lab
77030032 | RAW, PCB Assy, FLUO/CDOM, Analog, 4-20mA, 4-Wire | 0 | 0 | 0 | 0
H034-D001 | Elec,pH,12x120mmL,blue PC,Refill,ASG VIII,DJ,3F,BNC,APAC | 0 | 26 | 0 | 0
458P-0-150H | Assembly, Detachable Kynar for 455,456,457,458 Electrodes | 0 | 654 | 156.489 | 160.007 | Lab-Ovh
C80-003-AP | Sub,Cable,Coax,RG174,3F,US Standard with Pin#220027 | 0 | 0 | 1.377 | 0
KC48583 | Elec,pH,XVD,DJ,12mm Teflon Sleeve Junction,Refill,3M KCl | 0 | 0 | 22.379 | 0
EB-SPARE | Battery Power Package, +/-1.5 VDC VL-PC# M001080 | 0 | 0 | 5.348 | 2
PAP-8-300BA | Sub,Patch,AP,0.20mm,PTFE,Black BA Overcoat | 0.5 | 0 | 52.061 | 52.061 | Lab-Ovh
BS809DG | ADAPTER,CONNECTOR | 9 | 0 | 44.95 | 44.95
11111754 | Raw, Tube,Titanium,OD0.875"X5.76"L,DWG#FLUOT-04-01 | 18 | 0 | 53.55 | 45
1500705 | Fitting, Gland 316SS 1/2"MPT for Uniloc 320A w/dual O-Rings | 0 | 61.95 | 7.464 | 6.157
5600003GH | Raw,Housing, Electrode Kynar, 3/4" with Guards | 4368 | 0 | 4.5934 | 3.86
FAI-SAMPLES | First Article Inspection Samples | 0 | 0 | 0 | 5.99
31074347 | Raw,HOUSING CPVC | 38 | 0 | 99.65 | 99.65
00110600 | Raw,Tubing,Kynar Black color,1.05"OD x .600"ID +/-.025" | 45 | 0 | 20.65 | 20.65
NA490000-2T-85 | Elec,Sodium,Mono,NA7501-85-002T,12mmX85mm | 0 | 0 | 0.063 | 7.804
PHE-5321-10PT1C | Elec,ComboPH,SJ,GX-2,Peco#1963591-PT100,Twist-Lock | 0 | 0 | 1.162 | 0.402
BS805YW-60 | Assy-Cable Assembly,60FT. | 0 | 0 | 218.896 | 0
SI1L1V1DN-120 | Sub,Stem,ORP,NEW PLAT BAND,120mm Length | 144 | 0 | 15.461 | 10.709
C20-010-HA | Sub,Cable,HA,C20,10 Feet,Connector:77280014,Cable:99039536 | 0 | 0 | 14.414 | 0 | Lab-Ovh
V-310B-26BH-30 | Elec,pH,MKIA,X-VD,DJ,SPR,PT100,Kynar/Viton,Rem,Grd,30"Length | 0 | 411.63 | 92.087 | 69.112 | PROX Lab
M38-019-004-F01 | Sub,Flange, Ti Gr2, Welded w/Fitting,1" #150,RF | 0 | 0 | 940.159 | 0
M38-019-004-F02 | Sub,Flange, Ti Gr2, Welded w/Fitting,1" #300,RF | 0 | 0 | 940.159 | 0
CLOAS01 | Solu,Chloride Activity Standard, 0.1M, 475 mL bottle | 6 | 0 | 2.162 | 1.504
M38-019-004-F03 | Sub,Flange, Ti Gr2, Welded w/Fitting,1.5" #150,RF | 0 | 0 | 962.359 | 0
M38-019-004-F04 | Sub,Flange, Ti Gr2, Welded w/Fitting,1.5" #300,RF | 0 | 0 | 962.359 | 0
M38-019-004-F05 | Sub,Flange, Ti Gr2, Welded w/Fitting,2" #150,RF | 0 | 0 | 984.559 | 0
PHE-5412-10 | Elec,pH,DJ,X-VD,#196V728-010B,1/2"NPT In-Line | 0 | 82.03 | 33.485 | 32.055 | PROX Lab
BS811LY-45 | CABLE ASSY,45FT | 0 | 0 | 86.44 | 0
1807800 | Tube,Spacer CPVC for MKVII, 10" Length | 0 | 20.03 | 6.819 | 6.596
1807640 | Nut,CPVC electrode retainer for MKVII pH sensor(M10-010-003) | 0 | 114.27 | 9.528 | 9.15
BS805YW-23M | Assy-Cable Assembly, 23M | 0 | 0 | 271.011 | 0
77280014 | Termination, Hank connector, white plastic hub, for 20ga | 7843 | 0 | 0.034 | 0.033
ET17934 | Elec,pH,DJ,XVF,#TP5115W01S07EBT,T/L,3K | 3 | 0 | 54.759 | 13.235
14390001 | PNS,Cotton Ball,100% Cotton | 1 | 0 | 0 | 0
15382335 | MRO,Syringe, Plastic 5 mil, B&D Luer-Lok Tip | 1000 | 0 | 0.2766 | 0.28
C6-066-UH | Sub,Cable,UH,C6,66 FT,BNC,strip&tin,Shield with Teflon Tube | 0 | 0 | 69.476 | 67.721 | Lab-Ovh
44341400C | Raw,Bulb Cap, .660"ID x 1.400"Long , Clear | 1196 | 0 | 0.19 | 0.367
77334196 | Raw,Temp.Compensator,Balco Type 430,4196 Ohm,tolerance +/-1% | 3 | 0 | 10.18 | 10.18
C80-X03-TX | Sub,Cable,Coax,RG174,3 inches,Tinned Leads,for 54series | 80 | 0 | 0.912 | 0.912 | Lab-Ovh
MESU003001-0002 | Elec,pH,black ASA-757G,1/2"NPT,GX-5,DJ,Coax 3M,BNC,APAC | 0 | 32.96 | 17.3857 | 17.3892
99220083 | Raw,Amphenol,straight male 6way X-lok cable, 1M | 0 | 0 | 11.84 | 0
MESU003003-0002 | Elec,pH,Blue PC,GX-5,12x120mm,DJ,Coax 3M,BNC,APAC | 0 | 10.7 | 12.11 | 9.5
SI1I1V1C-125-5 | Sub,stem,pH,GX-5,0.195"x4.92"L#H048N-02-01 | 680 | 0 | 0.002 | 0.002 | Lab-Ovh
77030021 | RAW, PCB Assy, Toroidal Conductivity, 4-20mA | 0 | 0 | 0 | 0
3637T-10B | Elec,pH,XVD,DJ,6"Kynar,Drill Guard,Teflon Junc.,3/4"BSP | 0 | 104.62 | 41.453 | 31.107 | PROX Lab
3000632 | Fitting, Gland 1x1 Nylon ferrules,bored,dual o-rings | 0 | 313.95 | 45.356 | 44.846
1500203 | Fitting,Reducer, 316 S.S., 1" FPT. x 3/4" MPT. | 1 | 115.12 | 33.02 | 12.232 | Lab-Ovh
1600243 | Acce,Adapter,T/L Kynar1"MPT TBI)forTBI T/L elec,#TP511,#1061 | 0 | 257.59 | 20.235 | 16.382
22070300 | Raw,pyrex,Vial 3"body length, drilled cap & o-ring w/each | 0 | 0 | 33.41 | 33.41
CX6-M02-XX4 | Sub 6-wire cable 99039545,Female 6X-Lok cable,2M,4-20MA,4WIR | 0 | 0 | 23.229 | 0 | Lab-Ovh
PH-X673V581B | Elec,pH,X-VD,SJ,AC,12x75mm,PRIVA,No O-ring,#673V581-010B | 0 | 28 | 20.804 | 0 | Lab-Ovh
6331AA-090-VD | Sub,pH,SJ,VD,090mm Length,Annular Junction | 0 | 0 | 6.048 | 6.048 | Lab-Ovh
V-500B-20H | Elec,pH,X-VD,DJ,PT100,1" MPT Kynar,Guard,Annular,SPR | 0 | 516.84 | 73.808 | 71.209 | PROX Lab
TP5712V01310EBT | Elec,pH,X-2D,DJ,TB557,3K,Notched ceramic | 0 | 348.02 | 130.5 | 130.5
16001118 | MRO,Prod,Pad Printer Ink,Custom Blue PMS 286C | 2 | 193 | 193 | 193
16001112 | MRO,Prod,Pad Printer Thinner VP | 2 | 48 | 48 | 48
BS811MN-60FT | Acce,Cable Assembly,60FT | 0 | 282.4 | 77.81 | 0
33385559 | Raw,Ceramic wick, 1.5mmODx10mmL | 100 | 0 | 0 | 0
C30-020-BB | Sub,Cable,BB,C30,20 Feet,Male BNC:77027079,Cable:99030014 | 0 | 0 | 8.553 | 9.579 | Lab-Ovh
AMPS-A301 | ELEC,Sonde,2.85"OD,PVC,3P,CT/PH/ORP,10M,RS485 output | 0 | 0 | 1255.796 | 0 | Lab-Ovh
RHGA-0001 | Elec,pH/ORP,1.65"ODx10"L,ASG VII,GD,10K,DJ,w/preAMP,1F,MD8P | 1326 | 115.47 | 67.921 | 67.921 | Lab-Ovh
A-3051-20BH | Elec,pH,XVD,DJ,TC3K,LCJ,TB557,Viton O-R,SPR | 0 | 375.25 | 29.278 | 22.709
44340960 | Raw,Bulb Cap, .960" x 2" Long clear | 2675 | 0 | 0.415 | 0.415
2010662-3B | Acce,Adapter,Wiring SN6 to MBNC, 3mm Coax, 3' Length | 0 | 61.97 | 6.389 | 4.973 | Lab-Ovh
7593A5NTV-1145D | Sub,pH,SJ,5D,12x114mmLength,1Wick,.195" Int. | 26 | 0 | 0.11 | 0
35802-55 | Solu,Kit,Bromide Peco #BR0002K | 0 | 0 | 7.86 | 0.95
35812-04 | Elec,Bromide,DJ,#BR01508-010B,12mmX110mm,Refillable,Epoxy | 3 | 89.49 | 17.184 | 5.943
M27-011-005 | Sub,Membrane Base,PVC,Gray,ISE PVC Mem,CA43L-04-01-R | 91 | 0 | 0.28 | 0
660098 | Raw,Label,Avery 1/2"x 2-1/2",White Weatherproof,51 per sheet | 922 | 0 | 0.01768 | 0.01768
SP61Y | Elec,Plat,SJ,#5779685-S8,12mmX110mm | 0 | 0 | 30.131 | 12.344
77030008 | RAW, PCB Assy, Fluorometer, RS485, Modbus | 46 | 0 | 98.05 | 60.7
450888 | Raw,Membrane cap housing,BKPVC,OD0.87"X1.02"L,For DOGB-MS02 | 20 | 0 | 0.57071 | 0.39276
C1-020-BC | Sub,Cable,BC,C1,20 Feet,Male BNC with Blue Boot, one Lead. | 0 | 0 | 14.167 | 0 | Lab-Ovh
S-450235 | Sub,Coating,Vernier LDO Membrane Cap#450235 (VLDOA-04-07-M) | 573 | 0 | 4.131 | 4.461 | Lab-Ovh
22172022 | Raw,O-Ring,Viton 75, 2-022, Brown Color | 7601 | 0 | 0.17 | 0.17
577V710S-003B | Elec,pH,XVD,DJ,12mm Sleeve Junction,Refill,3M KCl | 2 | 0 | 58.821 | 55.168 | Lab-Ovh
SZ1161.051 | Elec,pH,X-2D,DJ,12X86mm,Special Label,#6773794CK-86-X32B | 0 | 0 | 12.966 | 38.321
V-300B-20H | Elec,pH,MKIA,X-VD,DJ,SPR,PT100,CPVC/Viton,Rem Grd | 1 | 418.55 | 62.068 | 62.068 | PROX Lab
SK23Y | Elec,Cond,K=10.0,Plat, #5771302-6-S8,12X130MM | 0 | 0 | 41.323 | 16.867
C29-010-CL | Sub,Cable,CL,C29,10 Feet,2 BNC's | 0 | 0 | 7.473 | 7.312 | Lab-Ovh
00SN040-DB | Raw,Sensor Bags,4.5" x 6", Flat Bag for Dry Buffer | 8500 | 0 | 0.3 | 0.3
C75B170-10H | Elec,Cond,K=0.01,1/2"ODx4.724"L,316SS/PEEK,PT100,10ft Cable | 0 | 253.62 | 54.369 | 0 | Lab-Ovh
C75B170-20H | Elec,Cond,K=0.01,1/2"ODx4.724"L,316SS/PEEK,PT100,20ft Cable | 1 | 280.05 | 60.156 | 58.925 | Lab-Ovh
C75B170-30H | Elec,Cond,K=0.01,1/2"ODx4.724"L,316SS/PEEK,PT100,30ft Cable | 0 | 309.33 | 66.561 | 0 | Lab-Ovh
C75E170-10H | Elec,Cond,K=0.01,1/2"ODx4.724"L,316SS/PEEK,PT1000,10ft Cable | 0 | 217.59 | 54.425 | 0 | Lab-Ovh
05290395 | Raw,Chem, Sodium Sulfate powder | 1000 | 0 | 0.08 | 0.08
C75E170-20H | Elec,Cond,K=0.01,1/2"ODx4.724"L,316SS/PEEK,PT1000,20ft Cable | 0 | 240.28 | 60.211 | 0 | Lab-Ovh
C75E170-30H | Elec,Cond,K=0.01,1/2"ODx4.724"L,316SS/PEEK,PT1000,30ft Cable | 0 | 265.39 | 66.616 | 0 | Lab-Ovh
CCDATTQD34S00 | Elec,Cond,K=0.01,TI,3/4"NPT,8550,VP Conn | 0 | 321.55 | 135.676 | 152.717 | Lab-Ovh
MK7H-18RK-F05 | MK7H-18RK,2" 150lb. Raised face Flange | 0 | 10749.08 | 3399.643 | 0 | Lab-Ovh
MK7H-18RK-F06 | MK7H-18RK,2" 300lb. Raised face Flange | 0 | 11155.75 | 3527.743 | 0 | Lab-Ovh
MK7H-18RK-F07 | MK7H-18RK,3" 150lb. Raised face Flange | 0 | 12511.3 | 3954.743 | 0 | Lab-Ovh
MK7H-18RK-F08 | MK7H-18RK,3" 300lb. Raised face Flange | 0 | 14409.08 | 4552.543 | 0 | Lab-Ovh
MK7K-36-F | Holder,MK7-K KYNAR,36",26"insertw/BV and fittings,SZ,FLANGE | 0 | 0 | 1447.028 | 0
27003-26 | Elec,pH,DJ,BF,Element,3/4" Ryton,100K OHM Thermistor | 0 | 84.65 | 24.696 | 13.251
MK7K-36-F01 | MK7K-36,1.5" Sch80, Flat Face Flange | 0 | 0 | 1865.62 | 0 | Lab-Ovh
MK7K-36-F02 | MK7K-36,2" Sch80, Flat Face Flange | 0 | 0 | 2075.843 | 0 | Lab-Ovh
35802-41 | Elec,Silver/Sulfide,#AGS1502-003B,12mmX110mm,Refillable | 7 | 155.29 | 37.195 | 9.962 | PROX Lab
MK7K-36-F03 | MK7K-36,3" Sch80, Flat Face Flange | 0 | 0 | 2425.626 | 0 | Lab-Ovh
22090004 | Raw,O-ring,Flat washer,ID7.5mm,OD9.5mm,THK1mm,BN70A | 2949 | 0 | 0.1176 | 0.02256
FIT12-1RB040L | SENSOR HOLDER PROTECTION,GUA,1"NPT INSERT,40MML,316SS | 0 | 836.75 | 332.581 | 0 | Lab-Ovh
35803-00 | Solu,Ammonia Standard,#NH3AS01,0.1M NH4Cl,475mL | 0 | 0 | 2.162 | 1.525
50034354-001 | SET OF LEADS | 0 | 0 | 0 | 0
BS875CR-CONVKIT | Acce,KIT,875CR Metal housing parts Kit | 0 | 473.84 | 124.171 | 0 | Lab-Ovh
51451305-001 | THREADED CELL 50.0 NICKEL | 0 | 0 | 0 | 0
EP485QLB2000UXX | Acce,Calibration Plug for 871EC-LB | 0 | 213.08 | 104.48 | 0 | Lab-Ovh
EP485QRE0010MXX | Acce,Calibration Plug for 871EC-RE | 0 | 213.08 | 104.48 | 0 | Lab-Ovh
EP485QRE0005MXX | Acce,Calibration Plug for 871EC -RE | 0 | 213.08 | 115.103 | 0 | Lab-Ovh
27020-46 | Elec,pH,XVBF,#TP561GSV10S10EB,Graphite,PT1K | 0 | 135.17 | 42.447 | 42.447 | PROX Lab
22090401 | Raw,O-Ring,Buna 70, 4mm x 1mm | 2633 | 0 | 0.03 | 0.03
00300044 | Raw,Barstock, Delrin 7/16"OD, Black Color | 115 | 0 | 1.5652 | 1.5652
00030750 | Raw,Barstock, CPVC 3/4" OD | 130 | 0 | 3.3 | 3.3
871PH-1A1D-5T30 | ELEC,871PH-1A1D-5T, 30FT CABLE LENGTH | 0 | 599.48 | 350.137 | 352.564 | Lab-Ovh
871PH-3F1B-3-1M | ELEC,871PH-3F1B-3,1M cable length | 0 | 480.64 | 234.977 | 274.047 | Lab-Ovh
871CR-C5G6E1A1 | CT R-SENSOR,10,NORYL,GP,6"INSERT,3/4"NPTNORYL,PT1K,20FT#6 | 0 | 1726.84 | 1584.71 | 1469.609 | Lab-Ovh
871EC-BW0-34 | Elec,CT,Largw Bore PEEK,PT100,WIDE-R,Cable PER S.O. | 0 | 0 | 574.914 | 0
871EC-BW0-34-10 | ELEC,871EC-BW0-34,10FT cable length | 0 | 494.5 | 425.368 | 343.012 | Lab-Ovh
35803-31 | Solu,Activity Standard,Silver,0.1M,Peco#AGSAS01 | 0 | 0 | 2.748 | 3
35804-03 | Elec,pH,DJ,GX-5,#5133705-B,9mmX100mm,Epoxy | 0 | 42.12 | 21.638 | 21.161 | PROX Lab
871FT-4E4C2C4CP | ELEC,FT CT,IND-LOW,1",CARP,PCTFE,PIPE,NOLUG,CAL CABLE,CHEM | 0 | 3562.23 | 4316.568 | 2969.827 | Lab-Ovh
871PH-5A3A-C | Elec,pH,Ryton,FLAT,w/PCB,PT1k,TI,Ceri,Rytonjct,20FT,LUG,CHEM | 0 | 686.62 | 688.155 | 536.063 | Lab-Ovh
871EC-PP0-C | Elec,CT,Small Bore VIRGIN PP,PT100,20FT,SPADE LUGS,CHEM | 0 | 310.46 | 156.319 | 219.053 | Lab-Ovh
V-300B-10H | Elec,pH,MKIA,X-VD,DJ,SPR,PT100,CPVC/Viton,Rem Grd | 0 | 385.01 | 56.407 | 29.137 | PROX Lab
871PH-1D1A-3-30 | ELEC,871PH-1D1A-3, 30FT CABLE LENGTH | 0 | 501.95 | 320.375 | 429.385 | Lab-Ovh
3000471 | Raw,DC POWER JACK PLUG ADAPTOR, 5A, 5.5X2.5MM | 0 | 0 | 5.99 | 0
214006 | Raw,Cable assy, USB-A plug to T, 4"(100mm) long | 100 | 0 | 0.39 | 0.39
TS1001PT10015TL | Elec,Cond,K=0.01,CS40,316SS,PT100,15' cable | 0 | 1033.83 | 275 | 0
TS4010PT100FT10 | Elec,Cond,K=1.0,CS40,316SS,PT100,10' cable, | 0 | 939.85 | 250 | 0
CCDDCT2010C00 | Elec,Cond,K=10,Graphite,1"NPT,8550,20ft Cable, Hanks | 0 | 308.88 | 137.073 | 137.073 | Lab-Ovh
CCDATT2034S00 | Elec,Cond,K=0.01,TI,3/4"NPT,8550,20ft Cable,Hanks | 3 | 313.2 | 127.004 | 127.004 | Lab-Ovh
CCDATT5034S00 | Elec,Cond,K=0.01,TI,3/4"NPT,8550,50ft Cable,Hanks | 0 | 0 | 116.195 | 0
CCDBTT2034S00 | Elec,Cond,K=0.1,TI,3/4"NPT,8550,20ft Cable,Hanks | 1 | 282.8 | 118.095 | 118.095 | Lab-Ovh
CCDBTT5034S00 | Elec,Cond,K=0.1,TI,3/4"NPT,8550,50ft Cable,Hanks | 0 | 0 | 107.285 | 0
CCDCTT2034S00 | Elec,Cond,K=1.0,TI,3/4"NPT,8550,20ft Cable,Hanks | 1 | 265 | 120.438 | 120.438
CCDCTT5034S00 | Elec,Cond,K=1.0,TI,3/4"NPT,8550,50ft Cable,Hanks | 0 | 0 | 110.931 | 0
00050476 | Raw,Tubing,Epoxy, Black, 0.472"OD x 0.217"ID | 46 | 0 | 7.07 | 7.07
XC-PTSA201-AC | Elec,Fluorometer PTSA,GrayPVC,NTC-30K,NOSG,6PAMP,4-20mA,4WIR | 1 | 1750 | 300.859 | 300.859 | Lab-Ovh
871PH-3A1A-C | Elec,pH,Ryton,Bulb,w/PCB,PT1K,TI,Ceramic jct,20ft,PIN,CHEM | 0 | 749.16 | 710.137 | 550.097 | Lab-Ovh
BS811UQ | 875PH,120VAC,PROCESSOR | 0 | 1063.83 | 44.141 | 303.95 | Lab-Ovh
CCDBTTQD34S00 | Elec,Cond,K=0.1,TI,3/4"NPT,8550,VP Conn | 0 | 281 | 126.766 | 141.418 | Lab-Ovh
CCDCTTQD34S00 | Elec,Cond,K=1.0,TI,3/4"NPT,8550,VP Conn | 0 | 265 | 128.966 | 128.966 | Lab-Ovh
2010731S-7 | Acce,Adapter,Wiring FBNC/3 pin MMolex to Hanked, 7ft,S=ZV CB | 0 | 269.49 | 16.974 | 18.671 | Lab-Ovh
2010731S-26 | Acce,Adapter,Wiring FBNC/3 pin MMolex to Hanked, 26ft,S=ZVCB | 0 | 333.62 | 30.682 | 30.892 | Lab-Ovh
C1-033-TC | Sub,Cable,C1,33 FT,Cable:99030028,Strip & tin,1"&7" see dwg | 0 | 0 | 20.1 | 20.1 | Lab-Ovh
77020113 | Raw,Connector, Mini Banana Plug (Red) | 15 | 0 | 1.375 | 2.5
M38-019-004-F06 | Sub,Flange, Ti Gr2, Welded w/Fitting,2" #300,RF | 0 | 0 | 984.559 | 0
35820-30 | Elec,Cond.,K=1.0,#C527-2-1/3-25T with 1/2"MNPT Black Nylon | 0 | 0 | 40.573 | 16.396
99030021 | Cable, 30ga Yellow Wire Teflon coated, for Hydrolab | 0 | 0 | 0.143 | 0.143
00198316 | Nut,SS 1/2"Knurled Nut,316SS,w/Hex Wrench Flat | 30 | 0 | 4.41 | 4.41
22092010 | Raw,O-Ring,Buna 70, 2-010 | 2530 | 0 | 0.26 | 0.26
33030002 | Raw,Tubing, Heat Shrink 3/16" Blue color, non-adhesive | 95.227 | 0 | 0.44 | 0.44
RC68-MT02 | FC,Chlorine,Blk/Blu ABS,6F,USB-A Plug/BNC,output 0-5V,0-5PPM | 0 | 550 | 171.722 | 0 | Lab-Ovh
RC68-MT03 | FC,Chlorine,Blk/Blu ABS,6F,USB-A Plug/BNC,output0-5V,0-10PPM | 0 | 550 | 171.722 | 0 | Lab-Ovh
5997-04 | Elec,pH,XBF,DJ,#1922757-010BGV20,3/4"MNPT CPVC,Ceramic | 1 | 73.81 | 33.145 | 10.325 | PROX Lab
RC68-MT04 | FC,Chlorine,Blk/Blu ABS,6F,USB-A Plug/BNC,output0-5V,0-20PPM | 0 | 550 | 171.722 | 150.913 | Lab-Ovh
C93-X30-TT | Sub,Cable,22AWG (200102),30",Blue shrink tube,Tin (3.75") | 0 | 0 | 6.775 | 6.775 | Lab-Ovh
S-300-D-SB | Sub,Soaking Bottle Subassembly for 300-D series ODO | 0 | 0 | 6.291 | 6.291 | Lab-Ovh
XC-CDOM | Elec,Fluorometer CDOM,Ti,NTC-30K,6PIN AMP CONN,RS485 | 0 | 1450 | 294.309 | 0 | Lab-Ovh
871EC-TF7-315M | Elec,871EC-TF7-3,15M cable length | 0 | 855.12 | 643.203 | 717.762 | Lab-Ovh
AMPS-PCKIT | Acce,Sonde PC Connection Kit | 0 | 0 | 89.043 | 0 | Lab-Ovh
192WH57-003B | Elec,Water Hardness,DJ,3/4" MPT CPVC,Ceramic,Coax,3F | 1 | 0 | 57.627 | 44.476
HR61-PC11P-30M | Elec,pH,Ryton,ASGV,Flat,DJ#PT1000,Preamp,30M,Pad Print logo | 0 | 390 | 123.231 | 122.259 | Lab-Ovh
22172019 | Raw,O-Ring,Viton 75, 2-019, Brown Color | 788 | 0 | 0.08 | 0.08
871CR-A3T1K1A1 | CT R-SENSOR,0.1,PEEK,TI,CONDUIT FITTING,PT1K,20FT CABLE,#6 | 0 | 649.81 | 390.908 | 434.481 | Lab-Ovh
PHE-5316-20PT1C | Elec,pH,X-2,SJ,#1923537-020BGV12,3/4"MNPT CPVC with Guard | 0 | 0 | 37.296 | 0.614
CCDATTJB34S00 | Elec,Cond,K=0.01,TI,3/4"NPT,8550,J-Box | 0 | 0 | 140.321 | 167.149
27007-64 | Voltage splitter,single power to dual DC (+/-6VDC,Neutral) | 0 | 0 | 9.976 | 6.349
77020202 | Connector,F/BNC for RG174 L/N,Teflon insert,Crimp style | 1200 | 12.31 | 6.31 | 6.31
M07-031-004 | Sub,Tube, Silver OD. 0.248" x ID. 0.206" x 2.362" (60mm) Len | 16 | 0 | 22.434 | 15.263 | Lab-Ovh
CCDBTTJB34S00 | Elec,Cond,K=0.1,TI,3/4"NPT,8550,J-Box | 1 | 294.25 | 131.411 | 131.411
CCDCTTJB34S00 | Elec,Cond,K=1.0,TI,3/4"NPT,8550,J-Box | 1 | 260.1 | 135.056 | 131.124
CCDDCTJB34S00 | Elec,Cond,K=10,Graphite,3/4"NPT,8550,J-Box | 0 | 265 | 177.071 | 177.071 | Lab-Ovh
99001077EB-100B | Acce,Cable,TPR Cable,AmplifierBuilt In with BNC &MoldexConne | 0 | 0 | 75.83 | 52.27
CCDBTTJB10C00 | Elec,Cond,K=0.1,TI,1"NPT,8550,J-Box | 0 | 0 | 131.411 | 0
CCDCTTJB10C00 | Elec,Cond,K=1.0,TI,1"NPT,8550,J-Box | 0 | 0 | 135.056 | 0
CCDBTT2010000 | Elec,Cond,K=0.1,TI/PEEK,8550,20ft Cable,16"L tube | 0 | 0 | 178.231 | 178.231
CCDBTT2014S00 | Elec,Cond,K=0.1,TI/PEEK,8550,20ft Cable,w/SS316BVA,7"Ins | 0 | 1087 | 420.46 | 420.46
C-875 | Elec,pH,DJ,SilverRefill,6MMX110MM Reduced Tip 1MKN0 3Fill | 0 | 79.14 | 53.832 | 52.628
Y-410D-20H | Elec,pH,X5,DJ,NTC-10K,3/4"MPT Kynar,w/Grd,RS485 | 0 | 275 | 123.307 | 126.715 | Lab-Ovh
XD5551001H | Sensor,TemperatureCompesator,316SS,6MMX110MM,PT1K | 0 | 62.64 | 25 | 25
RH54-3FD-PT | ELEC,pH/ORP, ABS BK,ASGVII/PT DISC,1/2"NPT,PT1K,DJ,CE,1M,T | 0 | 49 | 35 | 35 | Lab-Ovh
C621-2-1-1 | Sensor,Cond.,K=1.0,316L SS 1/2"MNPT,PT100,Heishman Connector | 0 | 250.67 | 0 | 0
35802-42 | Elec,Sodium,SJ,#NA71503-003B,SpringLoaded | 1 | 0 | 15.036 | 15.036
35802-92 | Solu,Kit, Sodium, Peco #NA0003K | 0 | 32.69 | 0 | 0
RE54-3FD-GD | ELEC,pH/ORP, ABS BK,ASGVII/GD DISC,1/2"NPT,PT1K,DJ,COAX+4,1T | 0 | 55 | 0 | 0
M01-001-200 | Sub,Housing,Blk Kynar,3/4"MPT,1.05"x5.50"L,Y410K-D4-01 | 7 | 0 | 15.716 | 15.716 | Lab-Ovh
M01-001-201 | Sub,Housing,Blk Kynar,0.72"x3.35"L,Y410K-D4-01 | 0 | 0 | 17.242 | 17.242 | Lab-Ovh
M26-017-015 | Sub,Junction,Porous Teflon,0.635"ODx0.4"L,2 Hole#Y410K-D4-03 | 0 | 0 | 1.623 | 0
M01-001-202 | Sub,Housing,Black Kynar,Teflon Junction,.280"&.165",4slots | 14 | 0 | 22.444 | 22.44 | Lab-Ovh
50034039-001 | Raw, Bracket Terminal Block | 0 | 0 | 0 | 0
99033048B | Wire,C-55, 28ga, Hook-up, PVC coated, Black color | 100 | 0 | 0.4 | 0.4
77180205 | Raw,Connector,SN6(CD) for 5mm cable | 270 | 19.33 | 6.79 | 6.79
PCE-80-PB1001 | Elec,Lead,DJ,#PB21502-S7,12X110mm,Refill | 0 | 0 | 16.882 | 0
50034349-001 | Raw, Terminal Block 3PT | 200 | 0 | 3.56 | 3.56
50034294-001 | Raw, Retaining Ring Internal Tooth Push-On | 0 | 0 | 0 | 0
31018648-002 | PNS, 5 Minute Gel Epoxy | 0 | 0 | 0 | 0
XC-CDOM101 | Elec,Fluorometer CDOM,Ti,NTC-30K,6PIN AMP CONN,0-5V | 0 | 0 | 302.075 | 0 | Lab-Ovh
CCDBTTJB10000 | Elec,Cond,K=0.1,TI/PEEK,8550,J-Box,16"L tube | 0 | 0 | 230.918 | 223.305 | Lab-Ovh
XC-CDOM-EU01 | Elec,Fluorometer CDOM,Ti,0.875"x4.7",30K,0-3V,T,EUREKA | 1 | 843 | 253.019 | 253.019
XC-BGAF | Elec,Fluorometer BGA Fresh,Ti,NTC-30K,6PIN AMP CONN,RS485 | 0 | 1450 | 314.233 | 0 | Lab-Ovh
XC-BGAF101 | Elec,Fluorometer BGA Fresh,Ti,NTC-30K,6PIN AMP CONN,0-5V | 0 | 0 | 321.998 | 0 | Lab-Ovh
XC-BGAF-EU01 | Elec,FluorometerBGA Fresh,Ti,0.875"x4.7",30K,0-3V,Tin,Eureka | 2 | 843 | 221.297 | 275.342
5995-14 | Elec,pH,X-BF,DJ,#1963734-010BTV10,1/2"MNPT,Ceramic tuff,PT1K | 0 | 86.68 | 39.374 | 37.971 | PROX Lab
XC-CHLA | Elec,Fluorometer Chlorophyll-A,Ti,NTC-30K,6PIN AMP CONN,RS48 | 0 | 1450 | 299.969 | 0 | Lab-Ovh
XC-CHLA101 | Elec,Fluorometer Chlorophyll-A,Ti,NTC-30K,6PIN AMP CONN,0-5V | 0 | 0 | 307.734 | 0 | Lab-Ovh
XC-CHLA-EU01 | Elec,FluorometerChlorophyll-A,Ti,.875"x4.7",30K,0-3V,T,Eurek | 0 | 843 | 207.033 | 261.078
M01-023-019 | Sub,Body,Epoxy Tube,Gray,0.470"ODx4.60"L,PVC Mem#NOY2J-04-04 | 54 | 0 | 2.368 | 0
SP29X | Elec,pH,SJ,GXV,8mmX250mm,Refill,#567V510-S7 | 0 | 0 | 3.864 | 5.786
M01-007-008 | Sub,Valve Body with FL Tip,Blk ABS,FL03Q-06-01,WTW106666 | 41 | 0 | 33.39 | 29.502
1507507S | Fitting,Gland 316ss 3/4"X1" for MKVII,Studs,Viton O-rings | 0 | 165.91 | 65.733 | 42.899
C91-006-BU4 | Sub,Cable,CE,6F,Male BNC & USB-A plug,4-pin,2 lead wires | 0 | 0 | 6.454 | 0 | Lab-Ovh
CCDBTTJB14S00 | Elec,Cond,K=0.1,TI/PEEK,8550,J-Box,w/SS316BVA,7"Ins | 0 | 1279.25 | 476.47 | 469.052
CCDATT2010C00 | Elec,Cond,K=0.01,TI,1"NPT,8550,20ft Cable,Hanks | 0 | 332.85 | 128.658 | 154.997 | Lab-Ovh
CCDBTT2010C00 | Elec,Cond,K=0.1,TI,1"NPT,8550,20ft Cable,Hanks | 0 | 307 | 119.72 | 119.72 | Lab-Ovh
CCDCTT2010C00 | Elec,Cond,K=1.0,TI,1"NPT,8550,20ft Cable,Hanks | 0 | 0 | 121.949 | 117.541 | Lab-Ovh
00190078 | Raw,Barstock, Hex Bar 7/8" SS316 | 44 | 0 | 14.65 | 14.65
CCDCTT5010C00 | Elec,Cond,K=1.0,TI,1"NPT,8550,50ft Cable,Hanks | 0 | 0 | 112.585 | 0
CCDCTTQD10C00 | Elec,Cond,K=1.0,TI,1"NPT,8550,VP Conn | 0 | 266 | 102.311 | 88.869
50048123-S | Sub,PCB Assembly w/ EEPROM,for Honeywell CT Probes | 35 | 0 | 10.19 | 11.194 | Lab-Ovh
MULT-P002 | Elec,pH/ORP,WHTASA,ASGVII,Pt disk3mm,NTC-10K,DJ,PCB,CUSTe | 2 | 82.88 | 37.813 | 33.841 | Lab-Ovh
ISTEK-390 | Elec,Chloride,DJ,3/4"MNPT,CPVC,Flat,PT1K,#V-BC30E-10M | 2 | 295.61 | 69.074 | 52.439 | Lab-Ovh
C91-015-UI2 | Sub,Cable,CE,15F,Male BNC/Black Boot,Green/White,Tin,1"Drain | 0 | 0 | 13.237 | 0 | Lab-Ovh
00151250 | Raw,Barstock,Polyethersulfone(PES) 1-1/4"Dia natural color | 10 | 0 | 16.46 | 16.46
05290064 | Raw,Chem, Sodium Fluoride, 99+%, A.C.S. | 1400 | 0 | 0.16 | 0.16
00190059 | Raw,Tubing,SS 316L, .500"OD x .028"wall,seamless,shiny finis | 105 | 0 | 14.25 | 14.25
SI1Q11A5-131 | Sub,stem,pH,ASG V,Flat,0.310"x5.13"L#H087V-12-01 | 0 | 0 | 0.006 | 0
5771302-34-010T | Elec,Conductivity,K=1.0,Plat,12mmX110mm,10K Ther | 0 | 0 | 70.16 | 70.16
22171201 | Raw,O-Ring,Viton 75, 12mm x 1mm, Brown Color | 773 | 0 | 0.13 | 0.13
M38-019-004-F07 | Sub,Flange, Ti Gr2, Welded w/Fitting,3" #150,RF | 0 | 0 | 1028.959 | 0
M38-019-004-F08 | Sub,Flange, Ti Gr2, Welded w/Fitting,3" #300,RF | 0 | 0 | 1028.959 | 0
M38-019-004 | Sub,Flange, Hast-C, Welded w/Fitting,MK7T Style | 0 | 0 | 0 | 0
M41-019-001 | Sub,Ball Valve,Ti Gr2,3pc, Welded w/Nipple&Flange,MK7 Style | 0 | 0 | 0 | 0
M41-019-001-F02 | Sub,Ball Valve,Ti Gr2,3pc,Welded w/Nipple&Flange,1" #300,RF | 0 | 0 | 2082.686 | 0 | Lab-Ovh
M41-019-001-F03 | Sub,Ball Valve,TiGr2,3pc,Welded w/Nipple&Flange,1.5" #150,RF | 0 | 0 | 2234.756 | 0 | Lab-Ovh
M41-019-001-F04 | Sub,Ball Valve,TiGr2,3pc,Welded w/Nipple&Flange,1.5" #300,RF | 0 | 0 | 2556.545 | 0 | Lab-Ovh
M41-019-001-F01 | Sub,Ball Valve,Ti Gr2,3pc,Welded w/Nipple&Flange,1" #150,RF | 0 | 0 | 1978.79 | 0 | Lab-Ovh
M41-019-001-F05 | Sub,Ball Valve,Ti Gr2,3pc,Welded w/Nipple&Flange,2" #150,RF | 0 | 0 | 2033.291 | 0 | Lab-Ovh
M41-019-001-F06 | Sub,Ball Valve,Ti Gr2,3pc,Welded w/Nipple&Flange,2" #300,RF | 0 | 0 | 2145.845 | 0 | Lab-Ovh
22097012 | Raw,O-Ring,Buna 70, square cut, 7-012, 1/2"OD x 3/8"ID | 2342 | 0 | 0.13 | 0.13
00110316 | Raw,Barstock, Kynar 3/16"Dia natural color | 0 | 0 | 1.58 | 1.58
V-0000-30H | Elec,pH,Ryton Cap,X-VD,DJ,SPR,No TC,12x110mm | 0 | 0 | 16.434 | 5.585
9001041-010T | Acce,Cable,RG174 L/N,SN6 to Strip and Tint | 0 | 0 | 6.448 | 6.62
11250250 | Raw,Band,Platinum 99.99% pure, .250"OD x.008"W x.050"L | 605 | 0 | 7.04 | 7.04
22175105 | Raw,O-Ring,Viton 75, 5-105,Black Color | 914 | 0 | 0.4 | 0.4
A-2001-6BH | Electrode,GXVD,pH,DJ DB TC 3000 ohm, SPR | 1 | 421.5 | 65.203 | 56.498 | PROX Lab
1500464 | Raw,Flange,HastC 276 1 1/2"150# Raised Face,Blind w/out Hub | 5 | 0 | 350 | 350
44340432B | Raw,Bulb Cap Sleeve,.430"ID x 1/2"Long,black,both ends open | 2006 | 0 | 0.204 | 0.216
875CR-A4U-AN | CT/RE ANALYZER,120VAC,PIPE,REINFORCED,UL,SD,RUGGED4-20mA | 0 | 842.12 | 671.977 | 1425.254 | Lab-Ovh
M01-023-020 | Sub,Body,Epoxy Tube,Gray,0.475"ODx5.12"L,w/Holes#NAY4J-04-01 | 23 | 0 | 2.611 | 2.424
F001503-S7 | Elec,Fluoride,SJ,12mmx110mm,Spring loaded,Epoxy Body | 0 | 0 | 23.131 | 30.432
51452176-001 | LEAD SET 5.5 IN BLACK & WHITE | 5 | 0 | 0 | 0
M01-023-021 | Sub,Body,Epoxy,Gray,0.47"ODx4.8"L,Taper step,FW25J-04-01 | 0 | 0 | 2.429 | 0
M01-023-022 | Sub,Body,Epoxy Tube,Gray,0.476"ODx5.32"L,H038J-14-01 | 19 | 0 | 2.733 | 2.537
50040712-011 | 04905-X50-33 | 0 | 0 | 0 | 0
310720ND | Sub,Ag Wire,.01" Diameter,720mm Length,AgCl Dip | 0 | 0 | 0.826 | 0
51451976 | LEAD ASSY | 0 | 0 | 0 | 0
TP511VV01107EBT | Elec,pH,X-VD,TB511,Ceramic flush,3K | 0 | 294.68 | 7.829 | 3.377
C81B324-25H | Elec,Cond,K=0.3,4pin Hast-C,3/4"MPT Ryton,3Wires PT100,25FT | 0 | 1370.25 | 444.913 | 475.162 | PROX Lab
C81E324-25H | Elec,Cond,K=0.3,4pin Hast-C,3/4"MPT Ryton,3Wires PT1000,25FT | 0 | 926.03 | 444.969 | 475.218 | PROX Lab
C81B324-60H | Elec,Cond,K=0.3,4pin Hast-C,3/4"MPT Ryton,3Wires PT100,60FT | 0 | 1647.08 | 491.883 | 491.883 | PROX Lab
MK7H-22RK-F | Holder,MK7,HastC,22",19"Insert,No BVA,K,Welded Flange | 0 | 0 | 1944.642 | 0
2439A5LS-055 | Sub,Mono,Reference,SJ,0.375"ODx2.15"L,0.19"Tip,Ceramic wick | 0 | 0 | 0.014 | 0
00070953-038 | Sub,Cut,Barium, 9.53mm (.375") x 046mm (1.46") Length | 0 | 0 | 0.001 | 0
44130043 | Raw,Box Foam,Black, for GECKO RHGA-0001 | 2145 | 3.52 | 1.76 | 1.76
44441212 | PNS,Box,Shipping 44"x12"x12",for Mark 7 Electrodes | 10 | 4.97 | 4.97 | 4.97
15382002 | MRO,Needle, Pink Hub 20ga,1/2''Long x .035'' x .023'' | 500 | 0 | 0.3 | 0.36
27077-08 | Elec,Lead,DJ,12x80MM,Epoxy,#PB21580-010T,Sealed Ref | 1 | 121.42 | 56.756 | 28.557 | PROX Lab
SZ3812.911 | Elec,Cond.K=1.0,4.7Kohm,12x110,Special wire,#5731301-34.7-7T | 0 | 0 | 12.795 | 5.036
MESU003003-SEMI | Raw,pH SEMI, 12mm OD x 125mm L,PC BLUE, GX-5, SJ,no cap & ce | 0 | 0 | 0 | 0
MESU003002-SEMI | Raw,pH SEMI, 12mm OD x 125mm L,PC Amber, GX-5, SJ,no cap & e | 0 | 0 | 0 | 0
A-2001-16BH | Elec,pH,TB551,X-VD,DJ,SPR,3Kohm,Kynar/Viton | 0 | 0 | 54.92 | 66.694
C2-M10-HB | Sub,Cable,HB,C2,10M,Spade lug:77282226,Cable:99030517 | 0 | 0 | 26.874 | 23.686 | Lab-Ovh
S-4002965403 | Sub,Insert,Blk Ryton,pH,XVF,DJ,PT1K,LTJ,Tuff Tip,23mm insert | 15 | 0 | 9.981 | 11.833
S-4002965603 | Sub,Insert,CPVC,Plat Disk,DJ,PT1K,LCJ,23mm Insertion | 0 | 0 | 5.583 | 7.792
603STORP | Elec,Plat,SJ,Epoxy,Cmb Metallic,1/2" MNPT,1" Stick-Out | 2 | 99.37 | 54.951 | 20.792 | PROX Lab
S-4002965503 | Sub,Insert,CPVC,pH,XVF,DJ,PT1K,LCJ,Tuff Tip,23mm insert | 7 | 0 | 7.065 | 6.823
00111060 | Raw,Tubing,Kynar natural, 1.05"OD x .600"ID | 95 | 0 | 17.25 | 17.25
C75B270-10H | Elec,Cond,K=0.1,1/2"ODx4.724"L,316SS/PEEK,PT100,10ft Cable | 0 | 245.76 | 53.146 | 0 | Lab-Ovh
93X219061 | Elec,Cond,K=10.0,Plat,#EC620102,#13-620-102 | 0 | 79.84 | 2.758 | 2.765
BS811NL | Raw,KEYPAD OVERLAY | 0 | 0 | 0 | 0
33030075 | Fitting,J-Box, 3/4" gray color (E986E) | 4 | 0 | 6.23 | 6.23
50018864-501 | Raw,Tube, Ryton acid etched w/white dot for FET | 185 | 0 | 1.74 | 1.74
BS807DY | Acce,Junction box,assembly,TEF | 0 | 1335.09 | 377.169 | 381.542 | Lab-Ovh
003-10338 | Elec,Ethanol,Black Delrin,12x110mm,w/Removable guard | 12 | 50.64 | 28.762 | 29.618 | Lab-Ovh
5726-02 | Elec,Polarographic,PT100,3/4"MNPT,#025IP27-320-03 | 0 | 597.92 | 39.002 | 7.771
DOGB-MOLE-M20 | Elec,DOGB-MOLE-0003,0-40ppm,Firmware V9.09.15,20M cable | 0 | 0 | 167.931 | 0 | Lab-Ovh
7555A5A8S-118-C | Sub,stem,pH,RA C,SJ,Wick,.470"x4.65"L,Refill#HR04G-02-11 | 0 | 0 | 3.32 | 0
05290061 | Raw,Chem,Ammonium Iron(III), Sulfate Dodecahydrate | 475 | 0 | 0.2854 | 0.2854
05306632 | PNS,Chemical,Quinhydrone, 97% 100gram size | 0 | 0 | 0.96 | 0.96
RMAQC | RMA FOR QC | 0 | 0 | 0 | 0
TGS-2620 | Sensor transistor for Pasco , organic vapors | 36 | 0 | 7.5 | 7.5
1165395 | Elec,pH,X2F,12X110,10K Lakewood,15'BH,Lakewood Wiring | 0 | 0 | 0.742 | 0.645
RMAELECT | RMA FOR ELECT | 0 | 0 | 0 | 0
6A0047 | PNS,Solder Wire,.020"Dia,Lead Free(24-7068-7603)Kester | 0 | 67.99 | 67.5 | 67.5
871CC-B2-4 | ELEC,CONTACTING CT,UNIVERSAL,K=0.1,TI,LUGLESS T | 0 | 408.34 | 203.597 | 217.439 | Lab-Ovh
M41-019-001-F07 | Sub,Ball Valve,Ti Gr2,3pc,Welded w/Nipple&Flange,3" #150,RF | 0 | 0 | 2354.747 | 0 | Lab-Ovh
N031503-003B | Elec,Nitrate,SJ,12mmx110mm,Spring loaded,Epoxy Body | 2 | 625.95 | 19.062 | 10.697
44344758 | Raw,Bulb Cap,Black Color for Honeywell,.178"x.500"x.040"wall | 3054 | 0 | 0.044 | 0.044
77024000 | Raw,Connector,RF,SMB crimp plug for DSM | 0 | 0 | 3.79 | 3.79
482020 | Raw, SS TC housing, 316SS,4mmODx137mmL,dome tip | 46 | 0 | 0.6499 | 1.79
99221111 | Raw,CableASSY, USB TO RS485/RS422 FTDI SERIAL A&DB9 TO T BLT | 0 | 0 | 42.98 | 42.98
77021124 | Raw,Connector,Female Receptical,Black color,2mm banana plug | 4 | 0 | 1.37 | 1.37
3000470 | Raw,PWadapter, AC/DC WALL MOUNT ADAPTER 12V 36W | 0 | 0 | 25.9 | 25.9
00111250 | Raw,Barstock, Kynar 1-1/4"OD natural | 0 | 0 | 44 | 44
35802-93 | Solu,Kit,Sodium,Peco#NA0002K | 0 | 0 | 1.052 | 0.619
M41-019-001-F08 | Sub,Ball Valve,Ti Gr2,3pc,Welded w/Nipple&Flange,3" #300,RF | 0 | 0 | 2680.865 | 0 | Lab-Ovh
MK7T-363K-F | Holder,MK7T,Ti Gr7,36",24"Insert,Welded BVA,Simriz | 0 | 0 | 7554.839 | 0
MK7T-363K | Holder,MK7T,Ti Gr7,36",24"Insert w/Flush Port&3pc BV,Simriz | 0 | 0 | 9064.439 | 0 | Lab-Ovh
MK7T-363K-F01 | MK7T-363K,1" 150lb. Raised Face Flange | 0 | 0 | 9729.418 | 0 | Lab-Ovh
MK7T-363K-F02 | MK7T-363K,1" 300lb. Raised Face Flange | 0 | 0 | 9843.61 | 0 | Lab-Ovh
V-50KB-10H | Elec,pH,X-VD,DJ,TC 100ohm,Klrz O-R,1"MPT Kynar,SPR | 1 | 403.53 | 66.275 | 63.466 | PROX Lab
MK7T-363K-F03 | MK7T-363K,1.5" 150lb. Raised Face Flange | 0 | 0 | 10010.75 | 0 | Lab-Ovh
MK7T-363K-F04 | MK7T-363K,1.5" 300lb. Raised Face Flange | 0 | 0 | 10364.428 | 0 | Lab-Ovh
MK7T-363K-F05 | MK7T-363K,2" 150lb. Raised Face Flange | 0 | 0 | 9789.32 | 0 | Lab-Ovh
MK7T-363K-F06 | MK7T-363K,2" 300lb. Raised Face Flange | 0 | 0 | 9913.028 | 0 | Lab-Ovh
MK7T-363K-F07 | MK7T-363K,3" 150lb. Raised Face Flange | 0 | 0 | 10142.632 | 0 | Lab-Ovh
MK7T-363K-F08 | MK7T-363K,3" 300lb. Raised Face Flange | 0 | 0 | 10501.068 | 0 | Lab-Ovh
27077-01 | Elec,Ammonium,DJ,12x80mm,Epoxy,#NH41580-010T | 2 | 157.27 | 13.68 | 13.278
871CC-A4-3-15M | ELEC,871CC-A4-3,15M cable length | 0 | 418.37 | 168.719 | 208.292 | Lab-Ovh
871EC-BW0-3V | Elec,CT,Large Bore PEEK,PT100,WIDE-R,Cable PER SO,VT | 0 | 0 | 578.943 | 0
V-200B-4BT | Elec,pH,MK7,X-VD,DJ,SPR,PT100,Ryton/Viton | 1 | 430.47 | 22.075 | 21.137 | Lab-Ovh
44001458 | Label,for inside glass electrode,Solid White 1.50"x 7"Long | 300 | 0 | 0.964 | 0.964
871EC-BW0-3V-30 | ELEC,871EC-BW0-3V,30FT cable length | 0 | 626.44 | 604.626 | 481.854 | Lab-Ovh
6000-130/M-010M | Acce,Cable,10M Extension Wire Cable For 870PH,871EC | 0 | 102.78 | 67.362 | 29.367 | Lab-Ovh
871CR-A2T4F1A1 | CT R-SENSOR,0.1,PVDF,TI,4",1-1/2"tri-clamp,PT1K,20FT,#6LUG | 0 | 922.47 | 739.713 | 740.522 | Lab-Ovh
873CC-BIPFGZ-7 | CONTACTING CT ANALYZER,220VAC,4-20MA,FM,SD | 0 | 329.92 | 154.554 | 156.055 | Lab-Ovh
871CR-C5G1K1E1 | CT R-SENSOR,10,NORYL,GRAPHITE,INTEG FITTING,PT1K,40FT,#6 | 0 | 646.79 | 626.125 | 486.417 | Lab-Ovh
871CR-B2T1B1C1R | CT R-SENSOR,0.1,PVDF,TI,3/4"PVDF,PT1K,30FT,#6,TCF | 0 | 715.39 | 527.703 | 543.431 | Lab-Ovh
00190120 | Raw,Conn, Teledyne Impulse 6 pin Male, MCBH-6MP-TI | 70 | 0 | 92.41 | 92.41
00190123 | Raw,Conn, Teledyne Impulse 6 pin Female, 2M cable,MCIL-6FS-I | 0 | 0 | 0 | 0
V-500B-16H-72 | Elec,pH,X-VD,DJ,PT100,1"MPT Kynar,Guard,Annular,72mm ins,SPR | 0 | 0 | 22.848 | 0
C75B270-20H | Elec,Cond,K=0.1,1/2"ODx4.724"L,316SS/PEEK,PT100,20ft Cable | 0 | 272.19 | 58.932 | 0 | Lab-Ovh
93X219062 | Elec,Cond.,K=0.1,#ECCS10-0-1SSP,Peek Insert,1/2"MNPT Special | 0 | 249.12 | 108.566 | 100.762 | Lab-Ovh
C75B270-30H | Elec,Cond,K=0.1,1/2"ODx4.724"L,316SS/PEEK,PT100,30ft Cable | 0 | 301.48 | 65.337 | 0 | Lab-Ovh
5739602R-003B | Elec,Plat,SJ,12x115mm,Refillable,Epoxy Body | 0 | 0 | 43 | 43
C75E270-10H | Elec,Cond,K=0.1,1/2"ODx4.724"L,316SS/PEEK,PT1000,10ft Cable | 0 | 210.86 | 53.201 | 0 | Lab-Ovh
C75E270-20H | Elec,Cond,K=0.1,1/2"ODx4.724"L,316SS/PEEK,PT1000,20ft Cable | 0 | 238.18 | 58.987 | 59.514 | Lab-Ovh
C75E270-30H | Elec,Cond,K=0.1,1/2"ODx4.724"L,316SS/PEEK,PT1000,30ft Cable | 0 | 258.65 | 65.392 | 0 | Lab-Ovh
C75B470-10H | Elec,Cond,K=1.0,1/2"ODx4.724"L,316SS/PEEK,PT100,10ft Cable | 0 | 0 | 50.142 | 0 | Lab-Ovh
PH4V570-3B | Elec,pH,X-V,DJ,12x110mm,Wick Junction,Glass body,Refill | 1 | 182.57 | 22.265 | 20.964 | PROX Lab
SI1O1V1B-85-5D | Sub,Stem,pH,5D,0.28"ODx3.35"L#Y410K-D2-01 | 26 | 0 | 0.81 | 0.81 | Lab-Ovh
C81E324-60H | Elec,Cond,K=0.3,4pin Hast-C,3/4"MPT Ryton,3Wires PT1000,60FT | 0 | 1113.08 | 491.939 | 0 | PROX Lab
77000003 | Raw,Connector,Ferrule Step Down,BNC,special 3mm gray cable | 19 | 1.96 | 1.34 | 1.34
ECI-012 | Elec,Fluoride,DJ,#F001506-03B,12x110mm,sealed | 0 | 0 | 24.659 | 23.964
5662-15 | Elec,pH,DJ,XBD,#S573701-150-DL,6mmX150mm,Sealed Reference | 0 | 141.55 | 22.144 | 4.038
35805-02 | Elec,Combo pH,SJ,GX-BD,P#5773593-003B,12mm X 110mm | 1 | 42.32 | 25.48 | 24.08 | PROX Lab
CL01503-003B | Elec,Chloride,SJ,12mmx110mm,Spring Loaded, Epoxy Body | 0 | 563.1 | 27.047 | 8.912 | PROX Lab
K001503-003B | Elec,Potassium,SJ,12mmx110mm,Spring Loaded, Epoxy Body | 0 | 0 | 15.608 | 13.746
1500509 | Raw, Flange, Ti Gr 2, 1" 150#, Raised Face, 1" FNPT Hole | 0 | 0 | 299.9 | 0
22175187 | Raw,O-Ring,Viton 75, 001-1/2, Black Color | 367 | 0 | 7.46 | 0.39
35803-17 | Solu,Iodide, 1000PPM, Peco#I00AS02 | 0 | 0 | 2.162 | 6.56
1500510 | Raw, Flange, Ti Gr 2, 1" 300#, Raised Face, 1" FNPT Hole | 0 | 0 | 393.5 | 0
1500511 | Raw, Flange, Ti Gr 2, 1.5" 150#, Raised Face, 1" FNPT Hole | 0 | 0 | 510.5 | 0
1500512 | Raw, Flange, Ti Gr 2, 1.5" 300#, Raised Face, 1" FNPT Hole | 0 | 0 | 800.4 | 0
1500513 | Raw,Flange,Ti Gr 2, 2"150#,Raised Face,1"FNPT Hole | 0 | 0 | 309 | 0
1500514 | Raw, Flange, Ti Gr 2, 2" 300#, Raised Face, 1" FNPT Hole | 0 | 0 | 410.4 | 0
1500515 | Raw,Flange,Ti Gr 2,3",150#,Raised FaceF,1"FNPT | 0 | 0 | 558.6 | 0
1500516 | Raw, Flange,Ti Gr 2, 3" 300#, Raised Face, 1" FNPT Hole | 0 | 0 | 852.4 | 0
99030114 | Cable,C-40,CoilCable,3ft,11"retracted,red,white&L/N | 50 | 0 | 39 | 39
450195-0001 | Sub,cable cap,BK ABS,(APENX-04-02-R) | 22 | 0 | 4.731 | 4.731 | Lab-Ovh
PSE-01 | Elec,Cond,K=0.1,3/4" BSP,PT100,special AWE | 3 | 134.48 | 88.719 | 85.392 | PROX Lab
22430001 | Raw,O-Ring,EPDM 2-030, 70 Duro | 100 | 0.2226 | 0.2226 | 0.2226
S-DOP1-0001 | Sub,ODO membrane cap Assy,Coated,DOP,Blk PVC#ALDOA-16-01 | 107 | 0 | 6.286 | 6.346
873EC-BIWFNZ-7 | ELECTRODELESS CT ANALYZER | 0 | 304.74 | 131.043 | 132.548 | Lab-Ovh
V-700B-4H | Elec,pH,X-V,DJ,12x115mm,Epoxy,PT 100 ohm,RFV,Guard,Sealed | 0 | 0 | 12.394 | 6.896
05290088 | PNS,Chemical, Cobalt(II) Oxide 95% (100g bottle) | 0 | 0 | 3.44 | 3.44
HRL-12-G-G020B | Elec,gold Disk, DJ,#2778878-020B,12x80mm | 1 | 164.15 | 113.079 | 10
873PH-BIZFGZ-7 | PH ANALYZER,220VAC,METAL MV SURFACE,,4-20mA,FM,STORM DOOR | 0 | 453.07 | 281.213 | 279.373 | Lab-Ovh
I-1R00-S8-120 | Elec,Plat,DJ,SPR,12x120mm,TFE Washer&-Ring,S8 spinning | 1 | 321.54 | 62.729 | 21.319 | PROX Lab
22172011 | Raw,O-Ring,Viton 75, 2-011, Brown Color | 1219 | 5.42 | 0.03 | 0.03
22090150 | Raw,Gasket,Buna 70, 1.50"OD x 1.00"ID x .062" thick | 90 | 0 | 3 | 3
PH10-1N4A-2H | Elec,Dolphin,PH,DOME BULB,W.GUARD, 3WIREPT1000,20FTHT,PIN | 0 | 315.88 | 189.627 | 190.948 | Lab-Ovh
PHE-5312-10PT1C | Elec,pH,SJ,GX-VD,#196V528-010BPT1C,In-Line | 0 | 0 | 36.5 | 36.5
S-22130004 | Sub,Foam,Soft Black Silicone,0.107"OD x.250"thk | 0 | 0 | 0 | 0
PHG1GTQD7SS0 | Elec,pH,X5,DJ,NTC-8550,3/4"MPTKynar wGuard,LCJ,GND,VP8,SStag | 3 | 157.68 | 87.241 | 70.599 | Lab-Ovh
C32-016-HB | Sub,Cable,HB,C32,16 Feet,Spade lug:77282226,Cable:99030045 | 0 | 0 | 7.272 | 7.298 | Lab-Ovh
M01-001-206 | Sub,Lower Body,Blk Kynar,1.05"ODx3.23"L,18TPI,Tuff Tip,LTJ | 11 | 0 | 18.938 | 18.268 | Lab-Ovh
M01-001-207 | Sub,Upper Body,Blk Kynar,0.9"ODx4"L,Inner Thread,18TPI, | 11 | 0 | 14.172 | 13.398 | Lab-Ovh
22171515 | Raw,O-Ring,Viton 75, 15mm x 1.5mm, Black Color | 27 | 0 | 0.389 | 0.389
22092118 | Raw,O-Ring,Buna 70, 2-118 | 656 | 0 | 0.02 | 0.02
05292145 | Raw,Chem, Silver Nitrate ACS Reagent | 0 | 0 | 2.62 | 2.62
SI1O1V1A-075-5F | Sub,Stem,pH,5F,0.280"OD x 2.953" Length#A3515LD-02-01 | 115 | 0 | 0.814 | 0.787
00070711-075 | Sub,Cut,Barium, 7.11mm (.280") x 75mm (2.953") Length | 0 | 0 | 0.016 | 0
35201353 | PNS,Sheet,PTFE material membranes,.2 micron,2.4-3.5ml,Thick | 551 | 0 | 5.36 | 5.36
55001112 | Labor,Tin Coating,Graphite Rod 1/8"dia, one end only | 0 | 0 | 0.22 | 0.22
BS805QM | GASKET, NEMA 12 | 0 | 0 | 15.99 | 0
CAP-COATING | Solu, 4 solutions used for coating ODO caps | 0 | 0 | 0.63 | 0
871PH-2F1A | Elec,pH,CPVC,Flat Bulb,w/PCB,PT100,TI,Ceramic jct | 0 | 522.56 | 284.206 | 265.779 | Lab-Ovh
5773701-005B | Elec,pH,X-2,DJ,12mmX110mm,Refillable | 0 | 0 | 10.371 | 0
M01-002-023 | Sub,Housing,3/4"MPT Ryton T/L,1"ODx3.75"L,SS Pins#V-19DLD | 15 | 0 | 24.242 | 23.954 | Lab-Ovh
M09-002-068 | Sub,Insert,Ryton,w/Teflon Jct,TuffTip,.235x.202#V-19DLD | 17 | 0 | 8.024 | 9.987 | Lab-Ovh
BCPH7615 | Meter,B&C7615,pH controller,4-20mA Output | 0 | 578.36 | 230 | 230
V-4009-20H | Elec,pH,X-VD,DJ,TC 8525ohm,3/4"MPT Kynar w/Grd,SPR | 0 | 0 | 47.19 | 25.196
22171601 | Raw,O-Ring,Viton 75, 16mm x 1mm, Brown Color | 176 | 0 | 0.09 | 0.09
C91-M20-TN | Sub,Cable,CE,20M,4 wires,Tinned Leads,pH,Ref,TCs,Shrink Tube | 0 | 0 | 52.091 | 0 | Lab-Ovh
C91-M06-PNS | Sub,Cable,CE,6M,Plug,4-PinConn(220155),Tin lead,5-wire,SG | 0 | 0 | 26.602 | 0
C91-M15-PNS | Sub,Cable,CE,15M,Plug,4-PinConn(220155),Tin lead,5-wire,SG | 0 | 0 | 49.912 | 0
C80-M10-TC | Sub,Cable,Coax,RG174,10M,Tinned Leads. | 0 | 0 | 8.395 | 0
27506-80 | Acce,Membrane Kit (PK/3),Fluoride,Crystals,O-rings,Internal& | 0 | 0 | 42.904 | 50.47
HR61-PC11-6M | Elec,pH,Ryton,ASGV,Flat,DJ#HR61Z-F04-B0X-CM06TX | 4 | 115.88 | 49.406 | 47.985 | Lab-Ovh
C91-M30-TC | Sub,Cable,CE,30M,6 wires,Tinned Leads | 0 | 0 | 79.622 | 0 | Lab-Ovh
OSP-HON-02 | TI GR7 Gun Drill OSP | 0 | 0 | 1250 | 0
H054-0006-SMA | Elec,pH, 1/2 NPT, black ABS, ASG VIII,COAX, 6FT, SMA | 0 | 0 | 19.127 | 0 | Lab-Ovh
R054-0006-SMA | Elec,ORP, 1/2 NPT,black ABS, Pt disc(3.8mm),COAX,6FT,SMA | 0 | 0 | 25.175 | 0 | Lab-Ovh
R054-0006G-SMA | Elec,ORP,1/2 NPT,black ABS, Gold disc(3mm),COAX,6FT,SMA | 0 | 0 | 30.728 | 0 | Lab-Ovh
CT25-0001-6FSMA | Elec,Cond,12mmODx120mmL,BLK ABS,carbon,K=1.0,coax,6F,SMA | 0 | 0 | 21.99 | 0 | Lab-Ovh
15380003 | MRO,Needle 10ga SS,2-1/2"L,Luer Lock | 0 | 4.5 | 4.5 | 4.5
88000070 | Raw,8wire cable with MiniDin 8pin connector,1FT | 21706 | 0 | 1.9634 | 1.7849
AJ0FL1-60 | Solu,Fluoride ISE ISA, 60mL | 0 | 0 | 0.281 | 0
SD0CL3-60 | Solu,Chloride ISE Standard, 50 ppm as Cl-, 60mL | 0 | 0 | 0.281 | 0
SD0FL2-60 | Solu,Fluoride ISE Standard,1000 ppm as F-, 60mL | 0 | 0 | 0.281 | 0
0060078 | Raw,Barstock, Peek 7/8"dia, virgin | 45 | 0 | 34.64 | 34.64
SD0FL3-60 | Solu,Fluoride ISE Standard, 50 ppm as F-, 60mL | 0 | 0 | 0.281 | 0
SP92Y | Elec,pH,DJ,X-VD,12x120mm,#HABP635-DSP-B120 | 0 | 0 | 9.932 | 7.044
SD0CL4-60 | Solu,Chloride ISE Standard, 100 ppm as Cl-, 60mL | 0 | 0 | 0.281 | 0
77021039 | Raw,Connector, Plastic Female 3 pin for Amplifier | 424 | 0 | 0.44 | 0.44
00405205 | Connector Fitting, 3/4" carbon steel, cap sold seperate | 45 | 0 | 4.25 | 4.25
SD0FL4-60 | Solu,Fluoride ISE Standard,100 ppm as F-, 60mL | 0 | 0 | 0.281 | 0
2010VPR-PT-10H | Acce,Cable,Vario pin connector to Hank,Rosemount wiring | 0 | 238.53 | 34.262 | 32.433
2800375 | WASHER,LK. #6 | 996 | 0 | 0.04 | 0.04
2100108 | CONNECTOR T & B 1/2inNPT | 6 | 0 | 11.94 | 11.94
C3254.2-40T | Elec,Toroidal,1.5"MNPT CPVC,0-100mS,4-20mA output.40' | 0 | 635.77 | 190.653 | 176.527 | Lab-Ovh
00405129 | Cap, for 3/4" carbon steel connector fitting no hole | 40 | 0 | 2.9167 | 2.9167
22172028 | Raw,O-Ring,Viton 75, 2-028, Brown Color | 732 | 0 | 0.12 | 0.12
2100104 | MARKER STRIP, 8 POS. | 98 | 0 | 3.15 | 3.15
PAP-60-6BA-SEN | Acce,Patch,AP,6mmODx1.5mmT,blk BA Overcoat,Seneye | 0 | 0 | 9.082 | 0
310380NB | Sub,Ag Wire,.01" Diameter,390mm Length,Anodized & AgCl Dip | 0 | 0 | 0.436 | 0
22130003-SP | OSP,Foam,Soft Black Silicone,.410"OD x.250"thk,w/3 hole | 0 | 0 | 0.037 | 0.037
22130004-SP | OSP,Foam,Soft Black Silicone,.420"OD x.250"thk,w/2 hole | 0 | 0 | 0.032 | 0.032
22130007-P | OSP,Foam,Closed Cell Orange for Ryton 3 hole w/280" glass | 0 | 0 | 0.047 | 0
22130008-RSP | OSP,Foam,Closed Cell Orange Silicone, 0.590"OD x 0.250"thk | 0 | 0 | 0.047 | 0
22130009-P | OSP,Foam,Closed Cell Orange for Ryton 2 hole w/202" | 0 | 0 | 0.17 | 0
22130010-P | OSP,Foam,Closed Cell Sil Orange,0.60"ODx0.250"thk,1 Lg h | 0 | 0 | 0.047 | 0
22130012-PCP | OSP,Foam,Closed Cell Orange Silicone, .310"ODx.140"IDx.250"t | 0 | 0 | 0.037 | 0.037
22130012-RSP | OSP,Foam,Closed Cell Orange Silicone,0.600"OD x 0.310"hole | 0 | 0 | 0.047 | 0.047
22130013-RSP | OSP,Foam,Closed Cell Orange Silicone,0.600"ODx.250"thk,no h | 0 | 0 | 0.03 | 0.03
77030038 | RAW, PCB Assembly, ODO, RS485, Modbus | 0 | 0 | 0 | 0
77030039 | RAW, PCB Assy, ODO COM Bord, RS485, LV, BOD | 7 | 0 | 69.14 | 0
00200750 | Raw,Barstock,PorousTeflon(PTFE).750"ODx11"L(50umx40%)20%glas | 28 | 0 | 75.85 | 75.85
A-ER01-XYLEM | Acce,ArmAssy,w/Xylem arm holder, All parts black color | 0 | 0 | 26.8 | 0
35820-21 | Elec,Cond,K=0.1,PT100,#1921303-41-010T,Graphite | 4 | 0 | 6.577 | 8.838
A-ER01-0002XY | Acce,ArmAssy,w/Xylem arm holder, balck,no Base(032793) | 0 | 23.97 | 12.3857 | 12.38
A-ER01-0003XY | Acce,Arm metal base only, black(032792) | 0 | 12.92 | 8.8714 | 8.87
22175101 | Raw,O-Ring,Viton 75, 5-101, Brown Color | 698 | 0 | 0.47 | 0.47
A-ER01-09XY | Acce,Xylem arm holder,color black | 0 | 6.23 | 0 | 0
11111751 | Raw, Tube,Titanium,OD0.875"X4.1"L,DWG#EU01T-04-01 | 143 | 0 | 29.75 | 29.75
77020602 | Raw,Connector, White shell, 2 position, Tyco brand 770602-2 | 0 | 0 | 0.056 | 0.056
11111752 | Raw, Screw Cap,Titanium,OD0.875"X0.4",DWG#EU01T-04-03 | 135 | 0 | 7.88 | 7.88
11111753 | Raw,Titanium TC Housing,DWG:EU01T-04-04 | 100 | 0 | 3.58 | 3.58
15700193 | MRO,Coolant,Perkool,4110V,55 gal drum | 0 | 17.9091 | 18.5076 | 18.5076
ASC-ORP20 | Acce,Cable for HONEYWELL,ORP,20FT,F-Vario to Hank | 0 | 0 | 66.64 | 43.385 | Lab-Ovh
V-4001-20BT | Elec,pH,X-VD,DJ,TC 3000ohm,3/4"MPT Kynar W/Grd,SPR | 0 | 0 | 52.057 | 24.091
ISTEK-389 | Elec,ISE,Calcium,3/4"NPT CPVC,Sealed,PT1K,10M,T#192CA57-033 | 1 | 295 | 128.433 | 123.137 | Lab-Ovh
22179501 | Raw,O-Ring,Viton 75, 9.5mm x 1mm, Black Color | 534 | 0 | 0.25 | 0.25
C75B470-20H | Elec,Cond,K=1.0,1/2"ODx4.724"L,316SS/PEEK,PT100,20ft Cable | 0 | 0 | 55.927 | 0 | Lab-Ovh
77030012 | RAW, PCB Assembly, Fluorometer, Analog, 4-20mA, 4-Wire | 251 | 0 | 69.7885 | 48.13
A57201 | Elec,Cond,K=.5,Graphite,#5931344V203SC,15.5x110mm,Becklogo | 5 | 0 | 5.374 | 4.766
XC-PTSA201 | Elec,Fluorometer PTSA,GrayPVC,NTC-30K,6PINAMP,4-20mA,4WIRE | 1 | 1750 | 312.503 | 350.931 | Lab-Ovh
X0173GN | FASTENER, SELF SEALING | 70 | 0 | 0.712 | 0.712
BS805QL | COVER, MOLDED NEMA 12 | 0 | 0 | 0 | 0
X0173GR | STANDOFF, HEX, M/F, .112-40 | 50 | 0 | 2.8 | 2.8
510015N310N160 | Sub,Platinum wire 0.01"x0.6"L,Ag wire 0.01"x6.3"L | 0 | 0 | 1.096 | 0
510015NN | Sub,PT. wire, 015mm Length, No dip | 0 | 0 | 0.812 | 0
93X218928 | Elec,Ref,DJ,DoubleRefill,InnerRef. Removable,30"D#13-620-273 | 0 | 39.85 | 24.069 | 22.371 | PROX Lab
44005686 | PNS,Twist Tie, Blue color , 7000 ft spool | 0 | 0 | 84 | 84
44321212 | Raw,Box,Shipping 32x12x12", for Mark 7 Electrodes | 15 | 3.34 | 3.54 | 3.54
19500-63 | Elec,Cond,K=0.01,316L SS,W/C621-10T,10K Ther,#C621-1-4-1 | 0 | 98.78 | 56.636 | 56.636 | PROX Lab
44601212 | Raw,Box,Shipping,60x12x12", for Mark 7 Electrodes | 5 | 7.59 | 7.59 | 0
44001816 | Raw,Expandable Foam Packaging for Mark7,#20 Bag Size | 146 | 5.6 | 3.7494 | 3.7494
44001818 | Raw,Expandable Foam Packaging,for Mark 7,# 80 Bag Size | 50 | 8.8 | 7.3092 | 0
73396 | Elec,Chlorine, 0.985"OD x 6.68"L,customer supplied body/PCBE | 0 | 435 | 174.708 | 174.292 | Lab-Ovh
00031625 | Raw,Barstock, CPVC 1 5/8" OD | 15 | 0 | 13.17 | 13.17
00190134 | Raw,Barstock,316L SS 1-3/4" Dia | 6 | 0 | 58 | 58
05290007 | Raw,Chem, Hyamine(R); 1622 Bioultra,>=99.0%AT | 140 | 0 | 1.75 | 1.75
450127-SP | Sub,Sponge,OD.30" X0.08",DWG:DOPRO-SPO-04,Pack of 100 | 0 | 0 | 5.534 | 5.534 | Lab-Ovh
95552220 | Raw,O-Ring,Markez 16mm x 1mm, Z1028 compound | 287 | 0 | 14.7 | 14.7
22172009 | Raw,O-Ring,Viton 75, 2-009, Black Color | 1384 | 0 | 0.07 | 0.07
V-100E-20H | Elec,pH,XVD,DJ,TC 1000 ohm,T/L,SPR | 1 | 482.59 | 39.316 | 37.602 | Lab-Ovh
5131418-X3T | Elec,Ref,DJ,9.5x117.5mm,Seald,Clear Epoxy,CMC Gel | 0 | 0 | 3.362 | 6.707 | PROX Lab
35802-72 | Solu,Kit,Iodide,#I00003K | 0 | 35.09 | 7.238 | 6.999
3900081 | Sub,pH,X-VD,1.4"x.165"to.325",see specs | 0 | 3.71 | 0.011 | 0.008
315380ND | Sub,Ag Wire,.015" Diameter,380mm Length,AgCl Dip | 0 | 0 | 0.999 | 0
PAP-60-6BA | Acce,Patch,AP,6mmODx1.5mmT,blk BA Overcoat | 0 | 15.56 | 2.756 | 3.633 | Lab-Ovh
C63-025-HA | Sub,Cable,HA,C63,25F,(7X) Conn:77280014,Cable99031008 | 0 | 0 | 32.088 | 40.222 | Lab-Ovh
C63-060-HA | Sub,Cable,HA,C63,60F,(7X) Conn:77280014,Cable99031008 | 0 | 0 | 74.823 | 74.823 | Lab-Ovh
PCVR1K-SP-10M | Elec,pH,XVF,DJ,3/4"MNPTRyton,PTFE,Sol(Plat)PT1K#V-A120E-33H | 2 | 178.5 | 70.103 | 0 | Lab-Ovh
CYCLOPS-240 | Elec,Water Hardness,DJ,3/4" MPT CPVC,Ceramic,#192WHA57-010B | 0 | 0 | 99.674 | 0 | Lab-Ovh
1507220 | Raw, tag, 1" X 3" X .048" 304SS,natural finish,round corne | 91 | 51.25 | 4.95 | 4.95
C3254.1-10T | Elec,Cond.,Toroidal,1.5"MNPT,CPVC Housing | 0 | 508.96 | 73.495 | 11.852 | PROX Lab
315170NB-T | Sub,0.015" Anodized Wire,170mm Length,AgCl Dip,Thick Coated | 0 | 0 | 0.466 | 0
315170NB | Sub,0.015" Anodized Wire,170mm Length,AgCl Dip | 0 | 0 | 0.466 | 0
22170751 | Raw,O-Ring,Viton 75, 7.5mm x 1mm, Black Color | 638 | 0 | 0.29 | 0.29
660179 | PNS, Label,Round,2" Dia.,Wht,Weatherproof Polyester Laser | 500 | 0 | 0.04596 | 0.04596
WI-00277 | Acce,194810-16 Plastic Case for SD50-90,APAC | 0 | 0 | 0.10588 | 1.68
XC-CDOM2 | Elec,Fluorometer CDOM,Ti,NTC-30K,Teledyne/Impulse CONN,RS485 | 1 | 1850 | 400.664 | 400.664 | Lab-Ovh
XC-BGAF2 | Elec,Fluorometer BGA Fresh,Ti,NTC-30K,Teledyne CONN,RS485 | 0 | 1850 | 420.587 | 420.587 | Lab-Ovh
V-916B | Elec,pH,DJ,X-VF,Plat.(Sol),1"MNPT Kynar,PT100,6 pin,SPR | 0 | 537.88 | 76.732 | 76.732 | Lab-Ovh
XC-CHLA2 | Elec,Fluorometer Chlorophyll-A,Ti,NTC-30K,Teledyne CONN,RS4 | 1 | 1850 | 406.324 | 406.324 | Lab-Ovh
C75B470-30H | Elec,Cond,K=1.0,1/2"ODx4.724"L,316SS/PEEK,PT100,30ft Cable | 0 | 0 | 62.332 | 0 | Lab-Ovh
C75E470-10H | Elec,Cond,K=1.0,1/2"ODx4.724"L,316SS/PEEK,PT1000,10ft Cable | 0 | 201.96 | 50.197 | 0 | Lab-Ovh
C75E470-20H | Elec,Cond,K=1.0,1/2"ODx4.724"L,316SS/PEEK,PT1000,20ft Cable | 0 | 224.61 | 55.983 | 55.983 | Lab-Ovh
C75E470-30H | Elec,Cond,K=1.0,1/2"ODx4.724"L,316SS/PEEK,PT1000,30ft Cable | 0 | 249.71 | 62.388 | 0 | Lab-Ovh
C20-030-HA | Sub,Cable,HA,C20,30 Feet,Connector:77280014,Cable:99039536 | 0 | 0 | 25.507 | 0 | Lab-Ovh
EP398JB | ECEP, for 871EC series | 0 | 0 | 0 | 0
873RS-JIPFGZ-67 | RESISTIVITY ANALYZER,100VAC,4-20MA,PLASTIC PANEL MOUNT,FM,ST | 0 | 349.56 | 172.129 | 183.426 | Lab-Ovh
V-30LB-26H | Elec,pH,DJ,X-VD,MKIA CPVC,48",PT100,Low Temp | 0 | 401.77 | 59.611 | 40.478
873EC-JIPFGZ-7 | ELECTRODELESS CT ANALYZER | 0 | 329.92 | 153.444 | 156.055 | Lab-Ovh
871EC-HP7-4 | Elec,CT,Small Bore PEEK,PT100,316SS,ST FLANGE,NO LUG | 0 | 639.99 | 486.594 | 514.336 | Lab-Ovh
9093-10TV12 | Elec,pH,X2,SJ,12X110mm,#2773593-010TV | 2 | 71.11 | 13.378 | 8.619
871PH-1A1A-7T | Elec,pH,Ryton,Dome,w/PCB,PT100,TI,Ceramic,Ryton,Male,PTFE | 0 | 552.02 | 284.98 | 326.866 | Lab-Ovh
876CR-TXAA-7 | CT&RESISTIVITY INTELLIGENT TRANSMITTER | 0 | 246.6 | 101.788 | 503.201 | Lab-Ovh
871EC-LB0-3-13M | Elec,871EC-LB0-3,13M cable length | 0 | 419.65 | 448.687 | 274.339 | Lab-Ovh
05290002 | Raw,Chem, Sodium L-Tartrate Dihydrate, 99+% | 1550 | 0 | 0.24 | 0.242
875CR-D1F-AC | ELEC,CT/RESISTIVITY ANALYZER,24VDC,PANEL,FM,STM DOOR,HART | 0 | 469.93 | 128.773 | 1095.866 | Lab-Ovh
22130015-RSP | OSP,Foam,Closed Cell Orange Silicone, 0.520"OD x 0.250" thic | 0 | 0 | 0.03 | 0
699-097 | Filling Solution,Polarographic,125ml Oxygen Electrolyte | 0 | 13.38 | 1.482 | 1.41
C32-X16-BB | Sub,Cable,BB,C32,16 inches,Male BNC:220002,Cable:200013 | 0 | 0 | 1.129 | 0
M01-001-205 | Sub,Housing,Blk Kynar,With Guard,for pH/ORP,5600009G,TBI557 | 3 | 0 | 21.719 | 12.021 | Lab-Ovh
MK7Z-183V-F | Holder,MK7-Z 316SS,18",6"insert,Welded BVA,Viton75,FLANGE | 0 | 0 | 711.254 | 0
MK7Z-183V-F01 | MK7Z-183V,1" 150lb. Raised Face Flange | 0 | 0 | 1036.874 | 0 | Lab-Ovh
MK7Z-183V-F02 | MK7Z-183V,1" 300lb. Raised Face Flange | 0 | 0 | 1055.906 | 0 | Lab-Ovh
MK7Z-183V-F03 | MK7Z-183V,1.5" 150lb. Raised Face Flange | 0 | 0 | 1086.65 | 0 | Lab-Ovh
MK7Z-183V-F04 | MK7Z-183V,1.5" 300lb. Raised Face Flange | 0 | 0 | 1129.472 | 0 | Lab-Ovh
MK7Z-183V-F05 | MK7Z-183V,2" 150lb. Raised Face Flange | 0 | 0 | 1096.788 | 0 | Lab-Ovh
BVA571SS-12 | Ball Valve Assembly,1.5"NPT,12"SS Sheath | 0 | 0 | 269.582 | 145.93 | Lab-Ovh
MK7Z-183V-F06 | MK7Z-183V,2" 300lb. Raised Face Flange | 0 | 0 | 1115.808 | 0 | Lab-Ovh
MK7Z-183V-F07 | MK7Z-183V,3" 150lb. Raised Face Flange | 0 | 0 | 1168.268 | 0 | Lab-Ovh
500223-0006 | Sub,DO14 Body,0.48"ODx1.8"L step,fit Cap450260,DO14A-H4-01-R | 0 | 0 | 0.806 | 0
ELM-181 | Elec,pH,X-2,SJ,12x120mm,Red S7 Conn,#2773593-120-S7 | 2 | 63 | 19.793 | 19.614 | Lab-Ovh
M03-025-016 | Sub,Connector,Male German Din 77180223,Remachine flame | 42 | 0 | 5.613 | 4.718 | Lab-Ovh
C2-003-CL | Sub,Cable,CL,C2,3 Feet,2 Male BNC's:220002,Cable:99030517 | 0 | 0 | 5.391 | 0
DOL1-MS02 | Acce,Optical DO membrane cap (black),16mm OD | 0 | 0 | 16.303 | 0
22133010 | Silicone Micro-Film Membrane Sheet,12"x 12"sheets,.004"thick | 3600 | 0 | 0.53215 | 0.53215
S-DOL1-MS02 | Sub,Optical DO membrane cap (black),16mm OD | 1 | 0 | 7.631 | 7.631 | Lab-Ovh
2010461S-10 | Acce,Cable,F6 to Hanked,10' Length,Coax w/3 Conductor,S=ZV C | 0 | 210.92 | 36.23 | 36.23 | Lab-Ovh
FS6/BX-SM05 | Acce,Cable,5m,RG174 Low noise,F SN6 to M BNC with Blk Boot | 0 | 0 | 8.9857 | 0
M27-027-003 | Sub,Cartridge Body,0.60"ODx2.19"L,PVC Rod,Blk,DGMCV-04-01 | 85 | 0 | 0.502 | 0.502
23820-02 | Bracket for (BS806EZ) | 0 | 0 | 0 | 185
22081007 | Raw,O-Ring,Silicone 70, 5-1007 | 3463 | 0 | 0.52 | 0.52
OSP-PAINT-01 | Outside Processing Paint - $30 | 0 | 0 | 30 | 30
C2-X04-WI | Sub,Cable,WI,C2,4 Inches, See Note | 0 | 0 | 1.847 | 0
MK7Z-183V-F08 | MK7Z-183V,3" 300lb. Raised Face Flange | 0 | 0 | 1296.246 | 0 | Lab-Ovh
PHC2005-8 | Elec,pH,SJ,X-1,Red rod,12mmX103mm,Refill,Epoxy body | 0 | 274.25 | 8.504 | 15
00190875 | Raw,Barstock, SS Bar 7/8"Dia, 316L, | 12 | 0 | 20.44 | 20.44
192V705S-DL | Elec,pH,X-VF,DJ,Tuff Tip,CPVC Cartridge,Walchem Replacement | 1 | 178.41 | 25.211 | 1.175
44130042 | Raw,Foam End Cap for Mark 7 J-Box | 35 | 3.87 | 3.87 | 3.87
BS805SN | SUB,STANDOFF, INSULATED | 0 | 0 | 3.195 | 0
A-3051-34H | Elec,pH,XVD,DJ,TC3K,LCJ,TB557,Viton O-R,SPR | 0 | 0 | 186.75 | 186.75
511131 | Acce,Membrane Kit,#NH3MK05,20 Membranes,1 O-Ring | 0 | 47.4 | 8.821 | 6.8
8604203 | Elec,Ref,Mono,SJ,18mm Kynar,1/4"NPT Porous Kynar,Hg/HgO/NaOH | 0 | 0 | 11.598 | 0
EP462AEP486B | Elec,EP462A,20FT CABLE w/VP CONN | 6 | 269.91 | 119.056 | 105.907 | Lab-Ovh
C91-020-PD | Sub,Cable,CE,20F,Male Variopin,Foxboro,ph,3TCs,GND | 0 | 0 | 63.609 | 48.9 | Lab-Ovh
7593A5NTV-114-D | Sub,pH,SJ,5D,12x114mmLength,1Wick,.195" Int. | 0 | 0 | 0 | 0
35803-78 | Solu,Reference Fill,#R001043 | 0 | 0 | 1.482 | 0.989
44344780 | Raw,SS tag, Honeywell31063191,3/4"Wx3"L | 25 | 0 | 4 | 4
577V905-003B | Elec,pH,XV,SJ,12x110mm,Refillable,calomel | 0 | 0 | 9.825 | 2.128
577V702-003B | Elec,pH,XVD,DJ,12x130mm,Double Refill | 2 | 237.37 | 29.176 | 13.745 | Lab-Ovh
ECI-016 | Elec,pH,DJ,XVD,#V-0000-3B,12x110mm,SPR,LAR563 | 1 | 86.83 | 18.752 | 17.916 | Lab-Ovh
A-60H1-6BH | Elec,pH,X-V,DJ,TB566 Kynar,TC 3K ohm,High Purity,RFL | 0 | 493.39 | 46.357 | 18.801 | PROX Lab
OSP-SOLDR-01 | Outside Processing Solder for 50048123-S Honeywell PCB | 0 | 0 | 6 | 6
HBP635-DSP-B225 | Elec,pH,DJ,XVD,12x225mm,O-ring,Teflon,S8 Cap | 0 | 0 | 2.832 | 5.82
EP485A4H0050MXX | Acce,Calibration Plug for 871FT | 0 | 149.42 | 69.07 | 59.589 | Lab-Ovh
00040015 | Raw,Nut,HAST-C,Q-Fitting inner nut,#VLTTA-04-03,M10-018-006 | 0 | 0 | 262.5 | 210
16000086 | MRO,Lab, Weigh Dish 5-1/2''(Lg size) Plastic, (500/box) | 0 | 0 | 0.2159 | 0.22
77020009 | Raw,Connector,Female Molex,Receptical Housing 3 pos,39014030 | 95 | 0 | 0.13 | 0.13
6730NA-085 | Sub,NA,SJ,Sodium,8x85mm Length | 25 | 0 | 0.016 | 0
22130085-SP | OSP,Foam,Seal Closed Cell Soft Black.465"ODx.250"Hx.165"hole | 0 | 0 | 0.037 | 0.037
22130165-SP | OSP,Foam,Soft Black Silicone.465"OD x .165"ID x.250"Thk | 0 | 0 | 0.032 | 0.032
22130250-SP | OSP,Foam,Soft Black Silicone,.250"ODx.156"ID x.250"High | 0 | 0 | 0.033 | 0.033
PC1R1A-STC | Elec,pH,DJ,X-VD,3/4"MNPT Ryton,Teflon Notched,PT1K,Glycol | 1 | 109.05 | 36.493 | 36.493 | Lab-Ovh
22130370-SP | OSP,Foam,Soft Black Silicone,.370"OD x.165"ID x.250"Thk | 0 | 0 | 0.032 | 0.032
22130450-SP | OSP,Foam,Soft Black Silicone,.450"OD x .230"ID x.250"Thk | 0 | 0 | 0.037 | 0.037
22130465-SP | OSP,Foam,Soft Black Silicone,.430"ODx.330"IDx.250"Thk | 0 | 0 | 0.032 | 0.032
99039546 | Raw,Amphenol,Straight Female 6 way X-Lok cable, 10M,untermia | 90 | 0 | 32 | 32
EP485A4H0250MXX | Acce,Calibration Plug for 871FT | 0 | 149.42 | 58.447 | 59.589 | Lab-Ovh
9555117 | Raw,O-Ring,Kalrez, 2-117, compound 6375 | 82 | 0 | 21.42 | 21.42
44135016 | Foam,16"Convoluted Dark Gray,for 16"L electrode bx,(1 set=2) | 304 | 0 | 0.32 | 0.32
44139016 | Foam,16" Flat, Dark Gray for 16"L electrode box | 1276 | 0 | 0.09 | 0.09
EP485QRE0100MXX | Acce,CALIBRATION PLUG FOR 871EC | 0 | 213.08 | 104.48 | 0 | Lab-Ovh
22172210 | Raw,O-Ring,Viton 75, 2-210, Brown Color | 663 | 0 | 0.23 | 0.23
29045-55 | Acce,Cable,RG174 L/N,#9001041-003B,SN6 to BNC | 0 | 28.97 | 5.427 | 5.427 | Lab-Ovh
29045-12 | Elec,pH,DJ,X-VD,#H635-DSP1-120,12x120mm,O-ring&washer | 0 | 95.53 | 33.805 | 28.213 | PROX Lab
CCDDCRJB34S00 | Elec,COND, K=10.0,Graphite,PT1000, Junction Head Box,3/4"NPT | 1 | 363.09 | 175.394 | 216.462 | Lab-Ovh
1961020 | Lock & Load Assembly, Kynar, 1-1/2"NPT | 0 | 587.98 | 153.451 | 152.519 | Lab-Ovh
44002003 | PNS,Label,AlpHa VanLondon brand,2.8'' X 2.1''blue/gray/Wht | 0 | 0.1642 | 0.1095 | 0.1095
CCDBTR2034S00 | Elec,COND, K=0.1, PT1000, 20ft cable, 3/4" NPT | 0 | 280 | 116.419 | 135.182 | Lab-Ovh
D7600204 | Elec,stem,ORP,Pt Band,0.325"x4.5"l,Ag wire lead 1.5" | 5 | 42.4 | 18.422 | 19.155 | Lab-Ovh
00230001 | Raw,Int Ag, 0.010"x9" w/0.185” Silicone Bushing | 6149 | 0 | 0.50153 | 0.34118
XC-BGAF-EU01-24 | Extended Warranty Service, 24 months | 0 | 71.66 | 0 | 0
XC-CDOM-EU01-24 | Extended Warranty Service, 24 months | 0 | 71.66 | 0 | 0
XC-CHLA-EU01-24 | Extended Warranty Service, 24 months | 0 | 71.66 | 0 | 0
C021501-003B | Elec,Carbon Dioxide,12mmx110mm,Gas Sensing,Delrin Body | 0 | 0 | 38.839 | 0
99030015 | Cable,C-15,2 conductor, 22 ga,Black & Red with Black Jacket | 5521.5 | 0 | 0.09 | 0.09
00220051 | Raw,Barstock, PVC 1/2"Dia, black color | 10 | 0 | 1.7 | 1.7
873RS-EIWFGZ-7 | RESISITIVITYANALYZER,24VAC,4-20mA,panel,FM,Storm Door | 0 | 291.91 | 120.801 | 123.182 | Lab-Ovh
871EC-SP0-3-12M | Elec,871EC-SP0-3,12M Cable Length | 0 | 290.47 | 234.666 | 241.545 | Lab-Ovh
93X219131 | Elec,Plat Wire,SJ,#13-620-81,10MMx106MM,Refill | 0 | 68.68 | 34.808 | 33.819
V-400B-16H | Elec,pH,X-VD,DJ,TC 100 ohm,3/4"MPT Kynar w/Grd,SPR | 4 | 308.19 | 46.467 | 28.776 | Lab-Ovh
871CR-C5G4E1A1 | CT R-SENSOR,10,NORYL,GP,4" INSERT,3/4"NPTNORYL,PT1K,20FT,#6 | 0 | 767.98 | 1178.894 | 554.853 | Lab-Ovh
871EC-TF7-3-75 | Elec,871EC-TF7-3,75FT Cable Length | 0 | 888.81 | 753.099 | 741.377 | Lab-Ovh
15700122 | MRO,Lube, Waylube K68, 5 gal container | 0 | 0 | 83.4 | 83.4
A-10KB-8H | Elec,pH,TB567,X-VD,DJ,SPR,PT100,Kynar/Simriz | 1 | 543.69 | 90.726 | 74.439 | PROX Lab
BS810QC | Patch Cord - 31ft, High Temp, No preamp sensor | 0 | 468.19 | 157.71 | 157.71 | Lab-Ovh
BS811HW-F080 | Extension cable - Preamp Sensor; 80ft | 0 | 321.32 | 92.523 | 91.806 | Lab-Ovh
SI1O1V1B7-108 | Sub,Stem,pH,ASG VII,0.28"ODx4.25"L#MULTA-02-01 | 517 | 0 | 0.814 | 0.774 | Lab-Ovh
247041-20 | RAW, PCB Assembly, Fluorometer/CDOM, Analog, 0-3V | 0 | 0 | 0 | 0
33380200 | Ceramic Rod,.200"OD+/-.005" x 6"L, Steatite material | 3552.1 | 0 | 0.33 | 0.33
05290026 | Raw,Chem, Potassium Persulfate,99+%,A.C.S. | 2002 | 0 | 0.2036 | 0.20358
77030026 | RAW, PCB Assembly, ODO, RS485, Modbus, Horiba | 10 | 0 | 252.252 | 171.6
00281510 | Raw,PCB HOUSING,WHITE,ASA757GUV,MULTA-04-02 | 0 | 0 | 0.3 | 0
00281511 | Raw,PROBE HOUSING,WHITE,ASA757GUV,MULTA-04-01 | 0 | 0 | 1.13 | 0
00281513 | Raw,PROBE BASE,WHITE,ASA757GUV,MULTA-04-03 | 0 | 0 | 1.45 | 0
33200026 | Raw,Tubing,Teflon # 26ga thin wall PTFE | 6175.327 | 0 | 0.169 | 0.169
BS805YW-75 | Assy-Cable Assembly,75ft. | 0 | 0 | 267.537 | 102.321
BS809RZ | SENSOR BODY ASSY,UNIVERSAL | 0 | 0 | 873.238 | 0
31018596 | Sub, CT,SS/Titanium, K=0.01 | 0 | 0 | 43.849 | 0
31018652 | Sub, CT,SS/Titanium, K=0.1 | 0 | 0 | 41.353 | 0
31020099 | Sub, CT,SS/Titanium, K=1 | 0 | 0 | 38.584 | 0
31020098 | Sub, CT Insulator,Graphite, K=10 | 0 | 0 | 33.229 | 0
AMPS-BASIC1 | ELEC,BASIC module,PH | 0 | 0 | 0 | 0
77280008 | Connector,4 Pin Military Style,male panel mount,nickel plate | 499 | 9.58 | 4.5 | 4.5
AMPS-BASIC2 | ELEC,BASIC module,CT | 0 | 0 | 0 | 0
AMPS-BASIC3 | ELEC,BASIC module,ODO | 0 | 0 | 0 | 0
C91-X2.5-B8 | Sub,Cable,CE,2.5",M BNC w/Blk Boot & H8 Connector 77020278 | 0 | 0 | 10.674 | 10.674 | Lab-Ovh
443022-0002 | Sub,Tube,Epoxy,Smoky Grey,.0472x4.845"L,Refill,Intellical pn | 0 | 0 | 2.49 | 2.312
BCIC7685 | Meter,B&C7685,Ion Concentration Controller,Microproc | 0 | 1886.8 | 400 | 400
00040016 | Raw,Nut,HAST-C,Q-Fitting outer nut,#VLTTA-04-04,M10-018-007 | 0 | 0 | 237.5 | 190
00040017 | Raw,Fitting,HAST-C,Q-Fitting base,1-1/2NPT,#VLTTA-04-01,M068 | 0 | 0 | 150 | 120
00040018 | Raw,Fitting,HAST-C,Q-Fitting insert,#VLTTA-04-02,M06-018-009 | 0 | 0 | 287.5 | 230
MK7Z-223V-F | Holder,MK7-Z 316SS,22",10"insert,Welded BVA,Viton75,FLANGE | 0 | 0 | 696.134 | 0
MK7Z-223E-F | Holder,MK7-Z 316SS,22",10"insert,Welded BVA,EPDM,FLANGE | 0 | 0 | 697.511 | 0
MK7Z-363V-F | Holder,MK7-Z 316SS,36",24"insert,Welded BVA,Viton75,FLANGE | 0 | 0 | 780.476 | 0
MK7Z-363E-F | Holder,MK7-Z 316SS,36",24"insert,Welded BVA,EPDM,FLANGE | 0 | 0 | 781.853 | 0
MK7Z-223V-F01 | MK7Z-223V,1" 150lb. Raised Face Flange | 0 | 0 | 1021.753 | 0 | Lab-Ovh
MK7Z-223V-F02 | MK7Z-223V,1" 300lb. Raised Face Flange | 0 | 0 | 1040.785 | 0 | Lab-Ovh
22172119 | Raw,O-Ring,Viton 75, 2-119, Black Color | 0 | 0.14 | 0.13 | 0.13
33030007 | Raw,Tubing,Heat Shrink,Kynar 3/32" non-adhesive, clear color | 0 | 0 | 0.48 | 0.48
660175 | PNS,Label,Standard White Matte,1.96"x.787" 100 sht,4400 pcs | 11000 | 0 | 0.0131 | 0.01306
00370010 | Raw,Cord Grip,Blk Nylon,M12x1.5,IP68,for .08"-.20"OD Cable | 13 | 0 | 4.63 | 4.63
V-3300-6B | Elec,pH,MKIA,X-VD,DJ,SPR,No TC,CPVC/Viton,3/4" Top Thread | 0 | 0 | 43.766 | 166.09
1929057-010T | Elec,Double Plat Disk,DJ,3/4" MPT CPVC,LCJ | 0 | 0 | 41.108 | 1.623
29045-50 | Acce,Cable,4 pin DL,#9001062-003BT,4 pin DL to BNC and Strip | 0 | 52.44 | 13.523 | 29.626 | Lab-Ovh
51451977 | LEAD ASSY PLAT | 0 | 0 | 0 | 0
30371564-912 | Raw,Tie Wrap, Small, for Label Holder | 3541 | 0 | 0.00673 | 0.00672
51451236-001 | EXTENSION TUBE | 5 | 0 | 0 | 0
50130923-002 | CHINA RoHS 2 LABEL, 25 YEARS | 0 | 0 | 0 | 0
51452447-001 | SILICONE TUBING | 5 | 0 | 0 | 0
51453555-001 | CD PRODUCT LITERATURE DURAFET | 0 | 0 | 0 | 0
11230236 | Raw,Rod,Silver, 99.99% pure, 0.236"(6mm)Dia | 0 | 0 | 97.85 | 97.85
51451975 | ELECTRODE | 0 | 0 | 0 | 0
93X219063 | Elec,Cond.,K=1,#ECCS10-1-0SSP,Peek Insert,1/2"MNPT Special | 14 | 141.6 | 56.818 | 52.656 | PROX Lab
51452122-001 | THREADED CELL 50.0 PLATINUM CA | 0 | 0 | 0 | 0
51451306-001 | THREADED CELL 50.0 PLATINUM | 0 | 0 | 0 | 0
50048123-001 | TRANSITION MEMORY PWB CONDUCT | 883 | 0 | 1.03 | 1.03
BS809UB | ADPTR, 1"CB20NPT FLNG 1439 | 0 | 0 | 435.513 | 262.74 | Lab-Ovh
V-000B-20H | Elec,pH,Ryton Cap,X-VD,DJ,SPR,PT100,12x110mm | 1 | 346.06 | 39.191 | 39.191 | Lab-Ovh
B1280GA | CB20 SEAMLESS PIPE 1" SCH. 40 | 15 | 0 | 76.1 | 76.1
XS005KX | $BLIND FLANGE, 1", CARP 20 | 2 | 0 | 215.95 | 215.95
BS805YW-13M | Assy-Cable Assembly, 13M | 0 | 0 | 149.41 | 0
SI1R1V1A-123-V | Sub,stem,pH,ASG V,Flat,0.325"ODx4.85"L#HR61-F2-01 | 0 | 0 | 0.799 | 0.696 | Lab-Ovh
DOGB-MOLE2-0504 | Process ODO,Gen2,Ryton,0-5V,0-50ppm,FM V9.09.18,Molex,RM CAB | 0 | 0 | 164.366 | 0 | Lab-Ovh
BS806GX-10FT | CABLE ASSY, 10FT | 0 | 211.7 | 76.551 | 0
OSP-PASS-02 | Passivation of parts | 0 | 0 | 3.5 | 3.5
PAP-8-24OBA | Acce,Patch,AP,24mmODx0.20mm,PTFE,OBA | 0 | 18.57 | 14.721 | 13.761 | Lab-Ovh
S-RHGA-0001 | Sub,Elec,pH/ORP,1.65"ODx10"L,ASG VII,GD,10K,DJ | 120 | 0 | 45.044 | 45.044 | Lab-Ovh
MTP571-16 | Elec,Sheath,16" Insertion,316L SS,includes Kynar spacer tube | 0 | 399.55 | 69.761 | 72.447
MTP571-C | Fitting,Compression,for MTP571,316SS,1.5" MPT,1 Viton o-ring | 0 | 303.17 | 59.737 | 55.45
CALAS01 | Solu,ActivityStandardSolu,0.1M Standard,475mL Bottle | 0 | 0 | 2.162 | 2.31
BS812CY | ELECTRODE ASSY, PH, RYTON, HIGH TEMP DOMED GLASS | 0 | 178.28 | 44.387 | 50.937 | Lab-Ovh
DOL2-EU02 | ELEC,ODO,Gen2, SS316 cap w/AP patch,no pressure,T,UART | 1 | 276.35 | 77.376 | 77.376 | Lab-Ovh
S-DOL2-MS03 | Sub,Optical DO membrane cap,Gen 2,SS316,AP patch,12mm | 186 | 0 | 10.36 | 10.36 | Lab-Ovh
F001505-003B | Elec,Fluoride,DJ,12mmX110mm,Sealed,Epoxy Body | 0 | 423.09 | 45.855 | 45.855 | PROX Lab
F001505-S7 | Elec,Fluoride,DJ,12mmX110mm,Sealed,Epoxy Body | 5 | 364.23 | 47.306 | 47.306 | PROX Lab
S-DOGB-MS02 | Sub,ODO membrane cap,Gen2,GB,AP patch | 2 | 0 | 11.557 | 12.347 | Lab-Ovh
DOL2-MS03 | Acce,Optical DO membrane cap, Gen 2,SS316,12mm,AP patch | 1 | 77 | 13.463 | 13.463 | Lab-Ovh
S-DOL2-MS01 | Sub,Optical DO membrane cap,Gen 2,SS316,12mm | 46 | 0 | 6.271 | 5.607 | Lab-Ovh
OSP-ENGRV-01 | Outside Processing Engraving for PH12 | 0 | 0 | 100 | 100
XS004KA | LABEL # LS02271499 | 0 | 0 | 0 | 0
A-300B-4BT | Elec,pH,TB557,XVD,SPR,PT100,Kynar/Simriz | 0 | 0 | 71.86 | 58.089
1600720-18 | Housing,Kynar Rear for TBI 557 Snsr 18",(for 24" SS Sheath) | 0 | 127.62 | 29.001 | 15.081
3500721-24 | Sub,Tube,316SS Sensor Sheath for TBI 557,24" length | 0 | 255.22 | 40.048 | 39.699
77000022 | Raw,Connector,DinMale5pin,180 degree pin con.shielded barrel | 0 | 0 | 1.29 | 1.29
450440 | Raw,Membrane Cap,BK PVC molded (DOGBP-04-02) | 0 | 0 | 0.97388 | 0
27503-73 | Solu,Reference Fill,#R001011,KCL/AGCL | 0 | 0 | 2.546 | 2.77
A-200B-10H | Elec,pH,TB551,XVD,DJ,SPR,PT100,Kynar/Viton | 1 | 335.98 | 54.672 | 22.397 | PROX Lab
05290600 | Raw,Chem, Silica HI-SIL, T600 Powder , 20 lb bag | 6000 | 0 | 0.0007 | 0.0007
00191000 | Raw,Tubing,SS316L,1"ODx.035"wall,shiny annealed,seamless | 455 | 0 | 13.25 | 13.25
29045-06 | Elec,pH,DJ,XVD,#H635-DSP1-225,PG13.5 spinning cap,12X225mm | 0 | 0 | 3.701 | 5.742
29045-16 | Elec,pH,DJ,XVD,#H635O-DSP1-225,PG13.5 Spinning cap,12X225mm | 0 | 0 | 3.012 | 6.014
50028815-002 | CABLE COND 6COND PVC 21FT | 0 | 0 | 0 | 0
2010710S | Acce,Cable,FBNC/MMolex to SL,S=ZV cable,L/N & 2-Cond, 3" | 0 | 73.71 | 60.161 | 54.114
2010710S-10 | Acce,Cable,FBNC/MMolex to SL,S=ZV cable,L/N & 2-Cond, 10' | 5 | 0 | 8.213 | 4.348
2010710S-20 | Acce,Cable,FBNC/MMolex to SL,S=ZV cable,L/N & 2-Cond, 20' | 0 | 0 | 18.359 | 10.05
M02-009-004 | Sub,Cap,White Teflon,0.2"ODx0.8"L#F0PIG-14-01 | 60 | 0 | 0.175 | 0.214
M07-007-001 | Sub,Silver Tube Body,ABS,Blk,0.22"/0.2"X 1.825"L,NH35A-04-05 | 15 | 0 | 0.288 | 0.288
ZSEN121X-CH | Elec,pH,Polymer,Blk,ASGV,DJ#ZSEN121X,ChineseLabel(ECO#25072) | 0 | 26.09 | 16.3 | 16.3
I-10W0-S8-120 | Elec,pH,XVD,DJ,SPR,12x120mm,Wick,Tfe Washer & O-R,S8 | 1 | 283.91 | 23.877 | 14.128
I-1RW0-S8-120 | Elec,plat,DJ,SPR,12x120mm,Wick,TFE Washer &O-Ring,S8 sp | 0 | 393.13 | 46.672 | 44.003 | Lab-Ovh
ZSEN120X-CH | Elec,ORP,PC,PT Band,SJ#ZSEN120X,Chinese Label | 0 | 25.33 | 20.1286 | 0
ZSEN089X-CH | Elec,pH,PC,ASGVIII,SJ,Fibers#ZSEN089X,Chinese Label | 0 | 13.32 | 9.3714 | 0
27507-20 | Elec,pH,SJ,X5,#5733528A14-3BRCA,12x115mm,Epoxy,30K | 22 | 52.04 | 27.249 | 11.337 | PROX Lab
77240001 | Sub,stem,ORP,3mm Gold Disc,0.165"x4.14"L#MULTA-01-01 | 1875 | 0 | 20.3496 | 10.57
STIRBAR75 | Elec,wireless pH stirbar,14x75mm,BLK NYLON,GXV,ceramic,DJ | 0 | 0 | 19.819 | 0 | Lab-Ovh
STIRBAR40 | Elec,wireless pH stirbar,14x40mm,BLK NYLON,GXV,ceramic,DJ | 0 | 0 | 20.135 | 0 | Lab-Ovh
CAL2504-DLGSP | Elec,Ca,DJ,12mmx110mm,Sealed,Glass Body,PG13.5,3FT,BNC | 0 | 450 | 34.801 | 0 | Lab-Ovh
MG22504-DLGSP | Elec,Mg,DJ,12mmx110mm,Sealed,Glass Body,PG13.5,3FT,BNC | 0 | 1300 | 143.341 | 0 | Lab-Ovh
553V701HT-005B | Elec,pH,XV,DJ,6mmX155mm,Epoxy,TempH#553V701-003B | 0 | 102.33 | 22.675 | 19.729 | Lab-Ovh
M01-035-024 | Sub,Epoxy,Clear,.242"O.D.x.180"I.D.x160mm Length,Slot Guard | 17 | 0 | 4.228 | 2.955 | Lab-Ovh
93X218927 | Elec,Reference,SJ,#13-620-53,AgCl Pack,12mmX106mm,Refill | 0 | 45 | 25.143 | 25.143 | Lab-Ovh
577V701WG-S7 | Elec,pH,DJ,XV,Wick Junction,Ground Joint,Single Refill | 0 | 246.68 | 3.498 | 5.49
RH54-GT01 | ELEC,pH/ORP,ABS BK,ASGVII/GD,1/2"NPT,PT1K,DJ,CE,7in,3BNCsR-2 | 0 | 56.14 | 33.3286 | 75
A-2001-12BH | Elec,pH,TB551,XVD,DJ,SPR,3Kohm,Kynar/Viton | 1 | 402.51 | 69.369 | 66.045 | PROX Lab
RH54-G001 | ELEC,pH/ORP, ABS BK,ASGVII/GD,1/2"NPT,DJ,CE,3F,2 BNCs | 0 | 0 | 0 | 0
2010650S-5 | Acce,Cable,FBNC/SL to SL,S=ZV cable,L/N & 2-cond, 5' | 0 | 73.86 | 10.912 | 3.447
CT25-0002B | Elec,CT,ABS BK,Carbon,K=1.0,PT100,CE cable,3F,2 BNCs#CT25 | 0 | 0 | 33.1765 | 37.6
1961325-34-050T | Elec,Cond.,K=1.0,SS insert,3/4"MPT Kynar,10K Ther | 0 | 0 | 0 | 0
81BA115Z0618102 | Elec,Dual Plat,SJ,12X110mm,Glass#2779092-003T,Frobes logo | 0 | 144.9 | 51.178 | 0 | Lab-Ovh
CX6-M01-MX1 | Sub,6-wire cable 99220083,Male 6x-lok to Moelx 3pin,1M | 0 | 0 | 13.818 | 0 | Lab-Ovh
29045-18 | Elec,pH,DJ,XVD,#H6350-DSP1-120,Open Junction,PG13.5 Spin cap | 0 | 0 | 2.635 | 2.292
00200800 | Raw,Barstock,Teflon 5/8"dia, virgin grade | 12 | 0 | 4.17 | 4.17
27007-20 | Acce,Cable,Amplifier built-in,VLPC#99001077EB-25B | 0 | 88.55 | 22.662 | 22.629 | Lab-Ovh
S5701A-150-VD | Sub,pH,DJ,VD,AutoClaveAble,6mmODx150mmALength | 0 | 0 | 11.211 | 0 | Lab-Ovh
80094183 | Elec,pH,CLEAR PC,SJ#H035N-A00-S0X-SM003WB,APAC | 0 | 11 | 0 | 0
80194183 | Elec,ORP,CLEAR PC,GD Disc,SJ#R035N-G00-S0X-SM003WB,APAC | 0 | 16 | 0 | 0
93X417005 | Elec,pH,DJ,GX5D,Plat,3-PT100,#EC100GTS020B,66'BT,See note | 4 | 191.3 | 115.8 | 111.936 | Lab-Ovh
2010662-1B | Acce,Adapter,Wiring SN6 to MBNC, 3mm Coax, 1' Length | 0 | 59.02 | 5.734 | 6.889
SZ3802.911 | Elec,Cond,K=1.0,2 of 316L SS pin,Epoxy,4.7K T/C,Black Epoxy | 0 | 0 | 0 | 0
HR61-0003-3FT | Elec,pH,Ryton,ASGV,DJ#HR61Z-F00-B0X-S003BX | 0 | 170.19 | 26.697 | 24.979 | Lab-Ovh
1921303-34-03B2 | Elec,Cond,K=1.0,Graphite,3/4"NPT CPVC,10K,Dual BNC | 1 | 246.28 | 44.369 | 41.662 | Lab-Ovh
C18-003-CL | Sub,Cable,CL,C18,3 Feet,2 BNC's | 0 | 0 | 4.716 | 0 | Lab-Ovh
C19B114-10H-83 | Elec,Cond,0.01 Const,316SS/TFE,TC 100 ohm,T/L,83mm out of hs | 2 | 481.21 | 47.608 | 48.328 | PROX Lab
05290012 | Raw,Chem, Nickel(II),Chloride Hexahydrate,99.99% | 499.937 | 0 | 3.92 | 3.92
05290020 | Raw,Chem, Bathophenanthroline | 2.736 | 0 | 61.5 | 61.5
ISEF01 | Sub,ISE,FL,0.165"ODx127mm,0.375"ODx13mm,1501 | 3 | 0 | 0.026 | 0.023 | Lab-Ovh
PH4V571-DL-78 | Elec,pH,DJ,XVD,12X78mm From Ground Joint,Single Refill | 1 | 172.4 | 50.978 | 24.487 | PROX Lab
RR61-0001 | Elec,ORP,Ryton,PT Disc,DJ#RR61Z-F00-B0X-S003BX | 1 | 181.8 | 36.26 | 33.072 | Lab-Ovh
C32-006-SMB | Sub,Cable,SMB,C32,6F,male SMA, 3/16" Blue Heat Shrink | 0 | 0 | 3.602 | 0 | Lab-Ovh
V-4009-12Q | Elec,pH,X-VD,DJ,TC 8525 ohm,3/4"MPT Kynar W/Grd,SPR | 0 | 0 | 32.617 | 15.636
I-10WB-F4-225 | Elec,pH,DJ,XVD,Wick Junction,PT100,12X225mm | 2 | 0 | 23.96 | 7.488
C91-020-TCF | Sub,Cable,CE,20F,6 wires,Tinned Leads,FOXBORO#EP462A | 0 | 0 | 22.266 | 16.559 | Lab-Ovh
BS811HW-F132 | ACCE,Extension cable - Preamp Sensor; 132FT | 0 | 499.1 | 143.316 | 142.6 | Lab-Ovh
K001505-003B | Elec,Potassium,DJ,12X110mm Epoxy body,Sealed Reference | 0 | 0 | 10.46 | 0
PHE-6451-10 | Elec,pH,DJ,X2,#3983701-010B,3'ABS pipe | 2 | 0 | 12.437 | 2.779
33223048R | Raw,Wire,C-56,Hook-up, Red 28ga, PVC coated | 5790 | 0 | 0.03 | 0.03
33223048W | Raw,Wire,C-54,Hook-up, White 28ga, PVC coated | 4720 | 0 | 0.05 | 0.05
577V735-025B | Elec,pH,XVD,DJ,12x80mm,Glass Body,Annular Ceramic/Seaded | 10 | 103.33 | 22.308 | 22.308 | Lab-Ovh
PM/TX-CM06 | Extentsion cable,CE,6M, with 4-Pin Plug Connector 220155 | 0 | 86.67 | 35.75 | 31.431 | Lab-Ovh
C29-010-WQ | Sub,Cable,WQ,C29,10F,Male BNC,8-pin Mini Din,Star Meter | 0 | 0 | 7.983 | 7.888
SI1I11C8-038 | Sub,stem,pH,ASG VIII,0.195"x1.50"L#H0MHA-12-01 | 17 | 0 | 0.013 | 0.014
C32-006-SMR | Sub,Cable,SMB,C32,6F,male SMA, 3/16" Red Heat Shrink | 0 | 0 | 3.641 | 0 | Lab-Ovh
SI1L1V1M-127 | Sub,stem,ORP,3mm Gold Disc,0.235"ODx5"L#R054A-61-02 | 0 | 0 | 12.095 | 0 | Lab-Ovh
SI1L1V1K3.8-127 | Sub,stem,ORP,3.8mm Pt Disc,0.235"ODx5"L#R054A-61-02 | 0 | 0 | 7.043 | 0 | Lab-Ovh
H205 | Elec,pH,SJ,X-1F,#5732511-003B,12X110mm,Epoxy | 0 | 0 | 4.715 | 2.111
C32-015-BD | Sub,Cable,BD,C32,15F,Male BNC,Red Boot,Coax. | 0 | 0 | 4.697 | 0
C32-006-SM | Sub,Cable,SM,C32,6F,Male SMA,Black Heat Shrink | 0 | 0 | 3.613 | 0 | Lab-Ovh
CCDCTR2010C00 | Elec,COND, K=1.0, PT1000, 20ft cable, 1" NPT | 2 | 283.55 | 120.273 | 116.353 | Lab-Ovh
BVA-SPX1V16 | BALL VALVE,Small bore CT,2"Full port valve,SS316,VT,16"INS | 0 | 4674.2 | 4246.244 | 4216.295 | Lab-Ovh
871PH-2P1B-3-30 | Elec,pH,CPVC,Bulb,PT100,TI,Ceramic jct,PTfe,Cable 30ft | 0 | 559.4 | 302.421 | 282.354 | Lab-Ovh
A-300B-10BT | Elec,pH,TB557,XVD,SPR,PT100,Kynar/Viton | 0 | 343.67 | 22.27 | 0
ORP10-1N2B-E | Elec,Dolphin,ORP,PT,PT1K,10FT CABLE,VP CONN,EPDM | 0 | 0 | 268.203 | 0 | Lab-Ovh
ISTEK-391 | Elec,ISE,Epoxy BK,PVC M,MONO,2 Modules,#NH11-0001 | 0 | 0 | 47.596 | 0 | Lab-Ovh
1600142G | Acce,Adapter,T/L Kynar 3/4"MPT w/Guard for twist-lock electr | 0 | 131.18 | 28.642 | 18.317
22172013 | Raw,O-Ring,Viton 75, 2-013, Brown Color | 269 | 0 | 0.34 | 0.11
643013-0001P | OSP,Foam bushing,blk,Vinyl (DK2121) 1/4"thk,OD0.155" | 0 | 0 | 0.28 | 0.19
643013-0003P | OSP,Foam bushing,blk,Vinyl (DK2121)1/4"thk,OD0.188" | 0 | 0 | 0.28 | 0.28
643013-0006P | OSP,Foam bushing,blk,Vinyl (DK2121) 1/4"thk,OD0.438" | 0 | 0 | 0.4 | 0.4
643013-0018P | OSP,Bushing,Foam,Black Vinyl (DK2121) 1/4"Thick,OD0 0.343" | 0 | 0 | 0.38 | 0.38
643013-0019P | OSP,Bushing,Foam,Black Vinyl (DK2121) 1/4"Thick,OD0 0.218" | 0 | 0 | 0.35 | 0.35
643013-0014P | OSP,Foam bushing,blk,Vinyl (DK2121)1/4"thk,OD0.288",ID0.059" | 0 | 0 | 0.35 | 0.35
MK7Z-223V-F03 | MK7Z-223V,1.5" 150lb. Raised Face Flange | 0 | 0 | 1071.529 | 0 | Lab-Ovh
00220052 | Raw,Barstock, PVC 1/2"Dia, Gray color | 265 | 0 | 0.82 | 0.97
HRL12P-E-010B | Electrode,Plat,DJ,#5739802-010B,12x115mm,Epoxy body | 3 | 63.77 | 29.807 | 10.618
C91-020-HC | Sub,Cable,CE,20F,Red Spade Lug (4x),special for FOXBORO | 0 | 0 | 17.975 | 17.717 | Lab-Ovh
577V519-003B | Elec,pH,SJ,XV,12mmX110mm,Sealed reference | 2 | 146.79 | 8.728 | 1.929
00310055 | Raw, cable assy, 4x UL1213 wire, JST connector,3"L,no labeld | 4798 | 0 | 0.61894 | 0.41
44340003C | Raw,Bulb Cap, 1" x 3"Long,clear | 636 | 0 | 0.484 | 0.38
MPE-ADPT-01 | Acce,Tee fitting adapter,PVC,forPY#FLUO-ADPT01 | 0 | 0 | 20.157 | 0 | Lab-Ovh
MPE-ADPT-02 | Acce,Tee fitting adapter,PVC,forWal#FLUO-ADPT02 | 0 | 0 | 20.157 | 0 | Lab-Ovh
MPE-CYAN-01 | Elec,FluoBGA Fresh,Ti,Teledyne/Impulse CONN,RS485#XC-BGAF2 | 0 | 0 | 420.587 | 0 | Lab-Ovh
MPE-CYAN-02 | Elec,FluoBGA Fresh,Ti,Teledyne/Impulse CONN,0-3V | 0 | 0 | 359.904 | 0 | Lab-Ovh
MPE-CDOM-01 | Elec,FluoCDOM,Ti,Teledyne/Impulse CONN,RS485#XC-CDOM2 | 0 | 0 | 400.664 | 0 | Lab-Ovh
MPE-CDOM-02 | Elec,FluoCDOM,Ti,Teledyne/Impulse CONN,0-3V | 0 | 0 | 391.626 | 0 | Lab-Ovh
MPE-CHLA-01 | Elec,FluoChlorophyll-A,Ti,Teledyne CONN,RS485#XC-CHLA2 | 0 | 0 | 406.324 | 0 | Lab-Ovh
00282500 | Raw,Grid Strain Relief,Black,2.5mm, 0.368”IDx0.05”TH | 31500 | 0 | 0.081 | 0.081
M18-004-002 | Sub,Adapter,Delrin,for Turbidity brush,TU01T-04-04 | 4 | 0 | 6.325 | 22.199 | PROX Lab
55001113 | Labor,Bright Nickel Coating, brass K-9 connector body | 0 | 0 | 0.5918 | 0.5918
M01-027-012 | Sub,Housing,PVC,2"ODx6.7"L,Standalone,#TU01T-04-11 | 4 | 0 | 16.118 | 24.543 | PROX Lab
M02-004-081 | Sub,Cap,Blk Delrin,1.524"ODx2.047"L,#TU01T-04-03 | 7 | 0 | 9.973 | 27.032 | PROX Lab
35820-32 | Elec,Cond,K=0.01,#ECCS10-0-1S,Titanium,3 wire PT100 | 14 | 169.08 | 62.176 | 34.191
H160 | Holder,CPVC 2 pcs gland fitting,#3921060 | 0 | 53.62 | 15.21 | 3.968
SX653-10B | Acce,Cable,Lownoise,RG58,M/BNC with ½”MPT CPVC cap to M/BNC | 0 | 0 | 8.282 | 2.43
99030012 | Black jacket,L/N and 2 conductor Red,White and braid shield | 0 | 0 | 0 | 0
F002604-S8 | Elec,Fluoride,DJ,12X110mm,Sealed,Glass,SPR | 1 | 520 | 44.387 | 55.607 | Lab-Ovh
CCDBTR2034SS0 | Elec,COND, K=0.1, PT1000, 20ft, 3/4" NPT, SS Tag | 0 | 295 | 121.031 | 146.011 | Lab-Ovh
CCDATT2014R00 | Elec,COND, K=0.01, 8550, 20ft, 4908 style | 0 | 0 | 218.975 | 0
CCDBTT2014R00 | Elec,COND, K=0.1, 8550, 20ft, 4908 style | 0 | 0 | 204.938 | 0 | Lab-Ovh
CCDCTT2014R00 | Elec,COND, K=1.0, 8550, 20ft, 4908 style | 0 | 0 | 203.277 | 0 | Lab-Ovh
1406701 | Elec,Plat,DJ,Cer.Tuff tip,3/4"MPT CPVC,#P822P900012ET-K | 4 | 0 | 22.26 | 9.12
CCDATR2014R00 | Elec,COND, K=0.01, PT1000, 20ft, 4908 style | 0 | 552 | 217.299 | 216.402 | Lab-Ovh
CCDBTR2014R00 | Elec,COND, K=0.1, PT1000, 20ft, 4908 style | 0 | 287 | 203.262 | 203.262 | Lab-Ovh
CCDCTR2014R00 | Elec,COND, K=1.0, PT1000, 20ft, 4908 style | 0 | 0 | 200.436 | 144.223
05290083 | Raw,Chem,Sodium Dodecyl Sulfate | 200 | 0 | 1.655 | 1.655
MK7Z-183E-F | Holder,MK7-Z 316SS,18",6"insert,Welded BVA,EPDM,FLANGE | 0 | 0 | 712.63 | 0 | Lab-Ovh
ISE-8795 | Elec,ISE, Fluoride,DJ,#F001502-003B,12X110mm,Refill | 0 | 0 | 27.345 | 24.178
PHE-5411-10PT1K | Elec,pH,DJ,X2,#1963778-10BHV10,1/2"MPT Kynar,PT1K | 0 | 0 | 42.49 | 42.49
MK7Z-183E-F01 | MK7Z-183E,1" 150lb. Raised Face Flange | 0 | 3053.34 | 1038.251 | 0 | Lab-Ovh
MK7Z-183E-F02 | MK7Z-183E,1" 300lb. Raised Face Flange | 0 | 3107.74 | 1057.283 | 0 | Lab-Ovh
05292119 | Raw,Chem,Sodium Bromide Extra Pure,DAB,PH,EUR | 1000 | 0 | 0.0564 | 0.0564
MK7Z-183E-F04 | MK7Z-183E,1.5" 300lb. Raised Face Flange | 0 | 3317.91 | 1130.849 | 0 | Lab-Ovh
MK7Z-183E-F03 | MK7Z-183E,1.5" 150lb. Raised Face Flange | 0 | 3195.57 | 1088.027 | 0 | Lab-Ovh
BR01505-003B | Elec,Bromide,DJ,12mmX110mm Sealed Epoxy Body | 2 | 326.35 | 21.96 | 20.426
CN01505-003B | Elec,Cyanide,DJ,12mmX110mm,Sealed,Grey Epoxy | 2 | 501.22 | 53.459 | 51.465
CAL1505-003B | Elec,Calcium,DJ,12mmX110mm,Sealed,Epoxy Body | 1 | 374.35 | 36.589 | 4.545 | PROX Lab
CL01505-003B | Elec,Chloride,DJ,12mmX110mm,Epoxy Body,Sealed | 6 | 356.17 | 37.161 | 37.161 | PROX Lab
I001505-003B | Elec,Iodide,DJ,12mmX110mm,Sealed,Epoxy Body | 0 | 0 | 13.331 | 4.873
M10-010-006 | Sub,Nut,CPVC,1/2"NPT to 5/8"-24UNS,for Amphenol 6P Male Conn | 0 | 0 | 0.602 | 0 | Lab-Ovh
C95-X06-HA | Sub,Cable,HA,C95,6 Inches,Connector:77280014,Cable:200155 | 0 | 0 | 2.128 | 0
MK7Z-223V-F04 | MK7Z-223V,1.5" 300lb. Raised Face Flange | 0 | 0 | 1114.351 | 0 | Lab-Ovh
MK7Z-223V-F05 | MK7Z-223V,2" 150lb. Raised Face Flange | 0 | 0 | 1081.668 | 0 | Lab-Ovh
MK7Z-223V-F06 | MK7Z-223V,2" 300lb. Raised Face Flange | 0 | 0 | 1100.687 | 0 | Lab-Ovh
35803-07 | Solu,Activity Standard,Carbon Dioxide,#C02AS02,1000 ppm | 0 | 0 | 2.162 | 6.62
35803-55 | Solu,Carbon Dioxide, #C02IS01 | 0 | 0 | 1.596 | 6.62
MK7Z-223V-F07 | MK7Z-223V,3" 150lb. Raised Face Flange | 0 | 0 | 1153.147 | 0 | Lab-Ovh
MK7Z-223V-F08 | MK7Z-223V,3" 300lb. Raised Face Flange | 0 | 0 | 1281.125 | 0 | Lab-Ovh
MK7Z-223E-F01 | MK7Z-223E,1" 150lb. Raised Face Flange | 0 | 0 | 1023.13 | 0 | Lab-Ovh
6700004 | Refill sleeve, # M0000R-G,Black PVC,for12mmglass,w/Print | 0 | 8.29 | 5.565 | 5.565 | Lab-Ovh
1011043 | Acce,Adapter,Twist-Lock, PVC, 1" NPT | 0 | 70.25 | 2.1 | 2.1
51453567-001 | EEPROM 4K BIT 1-WIRE 50K READ/ | 108 | 0 | 2.15 | 3.06
BS806ZN | Acce,Kit, Surface Mounting | 19 | 0 | 0 | 0
056151 | LABEL-ESD | 0 | 0 | 0 | 0
31145125 | Raw,Vinyl,Label Holder,Blk Color,4-5/16" x 1" | 83 | 0 | 1.6144 | 1.6144
MK7Z-183E-F05 | MK7Z-183E,2" 150lb. Raised Face Flange | 0 | 3224.54 | 1098.165 | 0 | Lab-Ovh
5739802-003B | Elec,Plat,DJ,12mmX115mm,Epoxy,Sealed | 0 | 0 | 69.07 | 69.07
29045-14 | Elec,pH,DJ,XVD,#H6350DSP1V12225,Open Junction,PT100 | 0 | 0 | 20.411 | 11.976
27012-06 | Elec,pH,DJ,#RR5773591-010BTV12,12X80mm,Red Rod,PT100 | 0 | 0 | 7.337 | 6.183
MK7Z-223E-F02 | MK7Z-223E,1" 300lb. Raised Face Flange | 0 | 0 | 1042.162 | 0 | Lab-Ovh
S-RH61-GD | Sub,pH/ORP,RTYON,ASGVII+GD DISC(3mm) | 53 | 0 | 41.15 | 31.413 | Lab-Ovh
MK7Z-223E-F03 | MK7Z-223E,1.5" 150lb. Raised Face Flange | 0 | 0 | 1072.906 | 0 | Lab-Ovh
MK7Z-223E-F04 | MK7Z-223E,1.5" 300lb. Raised Face Flange | 0 | 0 | 1115.728 | 0 | Lab-Ovh
MK7Z-223E-F05 | MK7Z-223E,2" 150lb. Raised Face Flange | 0 | 0 | 1083.044 | 0 | Lab-Ovh
V-140B-F-152 | Elec,pH,DJ,XVF,PT100,152mm Ultem insert,T/L,Ceramic,TuffTip | 0 | 444.98 | 43.289 | 43.289 | PROX Lab
V-520B-25H | Elec,pH,X-V,DJ,PT100,1" MPT Kynar,LCJ,Tuff-Tip,SPR | 1 | 384.43 | 56.843 | 28.662 | PROX Lab
MK7Z-223E-F06 | MK7Z-223E,2" 300lb. Raised Face Flange | 0 | 0 | 1102.064 | 0 | Lab-Ovh
MK7Z-223E-F07 | MK7Z-223E,3" 150lb. Raised Face Flange | 0 | 0 | 1154.524 | 0 | Lab-Ovh
MK7Z-223E-F08 | MK7Z-223E,3" 300lb. Raised Face Flange | 0 | 0 | 1282.502 | 0 | Lab-Ovh
35801-79 | Elec,pH,DJ,XVBD,#577V701A21-X-VD0BG,12x110,Refill,Phillip T/ | 0 | 0 | 31.45 | 31.45
MK7Z-363V-F01 | MK7Z-363V,1" 150lb. Raised Face Flange | 0 | 0 | 1106.096 | 0 | Lab-Ovh
247042 | RAW, PCB Assembly, Fluorometer/CDOM, Analog, 0-3V | 36 | 0 | 89.9 | 89.9
44003693 | PNS,Tape, Clear 2'' Wide Box Shipping Tape | 0 | 0 | 2 | 2
OD105.1 | Acce,Portable Dissolved Oxygen Simulator | 0 | 519.84 | 245 | 245
S-SMPT-ORP | Sub,ORP,BLK polymer,OD12X125mmL,PT disc,DJ | 30 | 0 | 18.698 | 18.698 | Lab-Ovh
S-SMPT-PH | Sub,pH,BLK polymer,OD12x125mmL,ASGV,FLAT,DJ | 60 | 0 | 15.326 | 15.326 | Lab-Ovh
S-SMPT-CL | Sub,CL,BLK polymer,OD12X125mmL,DJ | 10 | 0 | 46.831 | 46.831 | Lab-Ovh
S-SMPT-NH4 | Sub,NH4,BLK polymer,OD12X125mmL,DJ | 5 | 0 | 53.131 | 53.131 | Lab-Ovh
392-134/20FT | Elec,Cond.,K=1.0,#1961325-34-020T,3/4"MNPT Kynar,SS,10K Ther | 0 | 0 | 1.419 | 0.564
S-SMPT-NO3 | Sub,NO3,BLK polymer,OD12X125mmL,DJ | 3 | 0 | 38.726 | 38.726
S-SMPT-CT | Sub,CT,BLK ABS,OD22x125MML,carbon,NTC-10K | 0 | 0 | 23.369 | 0 | Lab-Ovh
C91-003-MP5 | Sub,Cable,CE,3F,5-pin Male,720 series Connector#220164 | 0 | 0 | 14.286 | 9.491 | Lab-Ovh
SI1O1V1B7-098 | Sub,Stem,pH,ASG VII,0.28"ODx3.85"L | 0 | 0 | 0.736 | 0 | Lab-Ovh
SI1G11KK-098 | Sub,stem,ORP,2.5mmPt Disc,0.165"x3.85"L | 0 | 0 | 4.088 | 0 | Lab-Ovh
M11-010-018 | Sub,Nipple,CPVC 3/4" MPT,2 Flat Wrench,7" length | 0 | 0 | 3.806 | 0 | Lab-Ovh
M26-017-021 | Sub,Jnct,PorousTfl,.625"x.400"L,fit w/ OD.275,.160,316ssTube | 0 | 0 | 3.316 | 0 | Lab-Ovh
M09-010-072 | Sub,Insert,CPVC,W/TFE Jct .280-.165,4Slot Grd,44mm,316SSTube | 0 | 0 | 6.239 | 0 | Lab-Ovh
31122815 | Elec,Gold stem,0.188"OD,see drawing | 0 | 0 | 32.833 | 0.337
M09-013-020 | Sub,Insert,RytonGraphite,Teflon jct,0.325"Glass,guard,1.75"I | 0 | 0 | 8.074 | 0 | Lab-Ovh
M09-013-021 | Sub,Insert,RytoGraphite,W/TFEJct .280-.165,Grd,44mm,316SSTub | 0 | 0 | 9.208 | 0 | Lab-Ovh
27508-28 | Elec,pH,SJ,X-5,30K,8Pin,Epoxy,Refillable,#5735528RA1-3BI8 | 0 | 53.04 | 12.925 | 4.383
AION-001 | Elec,Cond,K=1.0,Graphite,#2731312-34-3I5A,12x110,epoxy,10K | 0 | 0 | 20.86 | 20.86
SI1O1V1B7-088 | Sub,Stem,pH,ASG VII,0.28"ODx3.465"L | 0 | 0 | 0.731 | 0 | Lab-Ovh
H035-D024 | Elec,pH,Blue PC,ASGVIII,DJ,PG13.5 Cap,Coax,1F,BNC#H035-0025 | 0 | 0 | 9.23 | 0
RH35-S001 | Elec,pH/ORP,BluePC,ASG VIII,Pt Disc2.5mm,SJ,PT1K,CE,1F,3BNC | 0 | 0 | 18.16 | 0
R035-S077 | Elec,pH,RedPC,Pt Disc2.5mm,SJ,Coax,1F,BNC,RedBoot#R035-SP001 | 0 | 0 | 10.53 | 0
H035-S067 | Elec,pH,Blue PC,ASGVIII,SJ,Coax,1F,BNC,Blue Boot#H035-SP001 | 0 | 0 | 8.38 | 0
CCDBTRQD34S00 | Elec,COND, K=0.1, PT1000, 3/4" NPT,VP Conn | 0 | 281 | 125.09 | 138.865 | Lab-Ovh
CCDCTRJB10C00 | Elec,COND, K=1.0, Junction Box, 1" NPT | 0 | 322.14 | 161.742 | 158.112 | Lab-Ovh
CCDATTJB14S00 | Elec,COND, K=0.01, Junction Box, 1 1/4" SS BVA, 8550 | 0 | 1464.75 | 498.951 | 498.951 | Lab-Ovh
0931344-TV18 | Elec,Cond.,K=0.5,4 pin Graphite,15.5X120mm,Sub Assembly,10K | 11 | 61.93 | 31.91 | 31.91 | Lab-Ovh
CCDCTTJB10CS0 | Elec,COND, K=1.0, Junction Box, 1" NPT,8550,SS Tag | 0 | 334.08 | 167.858 | 167.858 | Lab-Ovh
CCDBTR2034SSC | Elec,COND, K=0.1,PT1K,20ft cable,3/4" NPT,SS Tag,CalCert | 0 | 310 | 121.002 | 145.981 | Lab-Ovh
MK7Z-183E-F06 | MK7Z-183E,2" 300lb. Raised Face Flange | 0 | 3278.89 | 1117.185 | 0 | Lab-Ovh
MK7Z-183E-F08 | MK7Z-183E,3" 300lb. Raised Face Flange | 0 | 3794.43 | 1297.623 | 0 | Lab-Ovh
MK7Z-183E-F07 | MK7Z-183E,3" 150lb. Raised Face Flange | 0 | 3428.77 | 1169.645 | 0 | Lab-Ovh
M41-003-003 | Sub,Ball Valve,316SS,3pc, Welded w/Nipple&Flange,MK7 Style | 0 | 0 | 0 | 0
M41-003-003-F01 | Sub,Ball Valve,316SS,3pc, Welded w/Nipple&Flange,1" #150 | 0 | 0 | 296.541 | 0 | Lab-Ovh
M41-003-003-F02 | Sub,Ball Valve,316SS,3pc, Welded w/Nipple&Flange,1" #300 | 0 | 0 | 313.857 | 0 | Lab-Ovh
M41-003-003-F03 | Sub,Ball Valve,316SS,3pc, Welded w/Nipple&Flange,1.5" #150 | 0 | 0 | 341.829 | 0 | Lab-Ovh
00191160 | Raw,Tubing,SS 316L,1-1/16"OD x .930"ID x .065"wall, seamless | 15 | 0 | 26.5 | 26.5
M41-003-003-F04 | Sub,Ball Valve,316SS,3pc, Welded w/Nipple&Flange,1.5" #300 | 0 | 0 | 380.79 | 0 | Lab-Ovh
V-400B-20H | Elec,pH,X-VD,DJ,TC 100 ohm,3/4"MPT Kynar w/Grd,SPR | 0 | 488.99 | 45.905 | 45.905 | Lab-Ovh
CU0IS01 | Solu,Cupric ISE ISA, 5M NaNO3,475ml Bottle | 0 | 0 | 25.387 | 0 | Lab-Ovh
TU90-D001-15H | Elec,TU,In-line,GrayPVC,1.53ODx7.7"L,w/wiper,RS485,0-1500NTU | 0 | 875 | 352.019 | 0 | Lab-Ovh
871FT-3G3B4C-9P | ELEC,FT CT,IND-HI,2",316SS,PVDF,ANSI300,PT100,T-cable,CHEMRZ | 0 | 3672.98 | 3000.55 | 0 | Lab-Ovh
EP485QSP0400UXX | Acce,Calibration Plug for 871EC | 0 | 240.77 | 114.998 | 0 | Lab-Ovh
C75B110-10H155 | Elec,Cond,K=0.01,12x155mm,316SS/TFE,TC 100 ohm,CS51 | 0 | 0 | 47.491 | 6.368
FIT12-1NB025K | SENSOR HOLDER PROTECTION,W/GUARD,1"NPT,25MML,KYNAR | 0 | 327.27 | 264.141 | 265.105 | Lab-Ovh
C19B114-20H-83 | Elec,Cond,0.01 Const,316SS/TFE,TC 100 ohm,T/L,83mm out of hs | 1 | 463.22 | 48.806 | 19.449 | PROX Lab
573V526R-003B | Elec,pH,SJ,XV,12X115mm,Epoxy body,Refillable | 3 | 84.89 | 21.942 | 21.942 | PROX Lab
PH12-2P12S-ZZ | Elec,pH,12MM,HTDome Bulb,PEEK 120MM,PT1K,S Conn,NoAgencyCERT | 1 | 579.55 | 514.75 | 514.75 | Lab-Ovh
PH10-1N1A-C3H | Elec,Dolphin,PH,DOME BULB,W/G,PT100,30FTHT,PIN LUG,CHEM | 0 | 396.36 | 287.684 | 272.477 | Lab-Ovh
S-RH61-PT | Sub,pH/ORP,RTYON,ASGVII+PT DISC(2.5mm) | 10 | 0 | 23.79 | 23.79
WM010 | Elec,Plat,Epoxy,SJ,AC,12x115mm,Grey cap,#2739626EG-010B | 0 | 0 | 33.284 | 10.514
WM020 | Elec,pH,SJ,X2,12X115mm,Epoxy,Grey cap,AC,#2733526EG-010B | 0 | 0 | 9.278 | 4.852
22093558 | Raw,X-Ring, #106,VT75,3/16"x 3/8" x 3/32"FMK | 11 | 0 | 1.12 | 1.12
22080001 | Raw,O-Ring,Silicone 70, 6mm x 1mm | 1830 | 0 | 0.105 | 0.105
44002010 | Raw,Label,Gecko Box Label for Electrode Box,19.75"Lx3.75" | 3343 | 0.40333 | 0.40333 | 0.40333
44002011 | Raw,Warning Card,Gecko Card Insert,10"x 3.75" | 18443 | 0.13 | 0.13 | 0.095
F001508-003I | Elec,Fluoride,DJ,12mmX110mm,Refillable,Epoxy Body | 0 | 0 | 34.783 | 31.583
PCE-80-KO1001 | Elec,Potassium,DJ,12x110mm,Refill,Glass#K001502-S7 | 0 | 225 | 34.482 | 0 | Lab-Ovh
SC15B | Acce,Cable,SN6 to BNC,with new blue boot,#9001041-050B | 0 | 0 | 16.885 | 0
SP94Y | Elec,pH,DJ,XVD,#HAB635-DSP-B160,12mmX160mm | 0 | 0 | 9.877 | 8.405
NH31501CG-003B | Elec,Ammonia,12mmX110mm,Delrin Body,ThreadedMembrane Guarded | 0 | 0 | 19.05 | 1.373
NH3MK07CG | Membrane, Ammonia, INCD:3 cartridges,O-ring | 0 | 123.41 | 10.675 | 0
00050033 | Raw,Tubing,Epoxy, Blue, 0.228"OD x 0.025"wall | 26.698 | 0 | 11.35 | 6.74
CCDATRQD34S00 | Elec,COND, K=0.01, PT1K therm, Quick Disconnect, 3/4" NPT | 0 | 305.55 | 134.013 | 134.013 | Lab-Ovh
TU90-D001 | Elec,TU,In-line,GrayPVC,1.53ODx7.7"L,w/wiper,RS485,0-5000NTU | 0 | 875 | 352.019 | 296.841 | Lab-Ovh
TU90-D002 | Elec,TU,SUBMER,GrayPVC,1.53ODx7.7"L,w/wiper,RS485,0-5000NTU | 0 | 975 | 450.75 | 0 | Lab-Ovh
1165385 | Elec,pH,Mono,X1,12X90mm,2' of L/N Cable,BNC w/red boot,Black | 0 | 0 | 1.937 | 1.055
573V526-010B | Elec,pH,XV,SJ,115mm Length,Epoxy Body | 0 | 0 | 8.543 | 0
M41-003-003-F05 | Sub,Ball Valve,316SS,3pc, Welded w/Nipple&Flange,2" #150 | 0 | 0 | 351.053 | 0 | Lab-Ovh
99033028R | Wire,Hook-up, 28ga Teflon coated, Red color | 0 | 0 | 0.132 | 0.132
MK7Z-363V-F02 | MK7Z-363V,1" 300lb. Raised Face Flange | 0 | 0 | 1125.128 | 0 | Lab-Ovh
5662-52 | Elec,pH,DJ,XVBD,#A743791-DL,Refillable | 1 | 110.59 | 31.409 | 22.002 | PROX Lab
PHF-010B | Elec,pH,DJ,XVF,#192V757-10B,3/4"MNPT CPVC,Ceramic | 1 | 78.32 | 30.012 | 8.165 | PROX Lab
PHF-020B | Elec,pH,DJ,XVF,3/4"MNPT CPVC,Ceramic,#192V757-20B | 2 | 80.62 | 33.948 | 33.948 | PROX Lab
PHF-020BS/PT | Elec,pH,DJ,XVF,#192V757-20BHV12,3/4"MNPT CPVC,Ceramic | 0 | 128.22 | 35.447 | 9.748 | Lab-Ovh
PHF-020ST/PT | Elec,pH,DJ,XVF,#192V757-20HTV12,3/4"MNPT CPVC,Ceramic | 1 | 113.77 | 39.023 | 39.704 | Lab-Ovh
V-4001-F | Elec,pH,X-VD,DJ,TC 3000 ohm,3/4"MPT Kynar W/Grd,SPR | 1 | 359.74 | 41.975 | 41.975
77027080 | Raw,Termination,Part,Ferrule only for RG58 | 56 | 0 | 1.02 | 1.02
99031123 | Cable,C-16,Co-Axe, 3mm OD Gray PVC Jacket 26ga | 9131 | 0 | 0.68 | 0.68
2010456S-30 | Acce,Cable,4 Pin DL to Hanked,30' Length,L/N &2Conductor,S=Z | 0 | 190 | 30.77 | 22.426
M41-003-003-F06 | Sub,Ball Valve,316SS,3pc, Welded w/Nipple&Flange,2" #300 | 0 | 0 | 368.358 | 0 | Lab-Ovh
RC1R5N-HF | Elec,ORP,Plat,DJ,UltemInsert,Teflon Junction,3/4"Ryton | 1 | 84.21 | 34.748 | 7.654
M41-003-003-F07 | Sub,Ball Valve,316SS,3pc, Welded w/Nipple&Flange,3" #150 | 0 | 0 | 416.088 | 0 | Lab-Ovh
M41-003-003-F08 | Sub,Ball Valve,316SS,3pc, Welded w/Nipple&Flange,3" #300 | 0 | 0 | 532.527 | 0 | Lab-Ovh
577V521-003B | Elec,pH,SJ,XVD,12mmX110mm,Glass body,Refillable | 0 | 166.53 | 10.855 | 4.869
MK7Z-363V-F03 | MK7Z-363V,1.5" 150lb. Raised Face Flange | 0 | 0 | 1155.872 | 0 | Lab-Ovh
MK7Z-363V-F04 | MK7Z-363V,1.5" 300lb. Raised Face Flange | 0 | 0 | 1198.694 | 0 | Lab-Ovh
44340800 | Raw,Bulb Cap, .250" x .800"L, Clear | 5697 | 0 | 0.071 | 0.07
MK7Z-363V-F05 | MK7Z-363V,2" 150lb. Raised Face Flange | 0 | 0 | 1166.01 | 0 | Lab-Ovh
MK7Z-363V-F06 | MK7Z-363V,2" 300lb. Raised Face Flange | 0 | 0 | 1185.03 | 0 | Lab-Ovh
MK7Z-363V-F07 | MK7Z-363V,3" 150lb. Raised Face Flange | 0 | 0 | 1237.49 | 0 | Lab-Ovh
MK7Z-363V-F08 | MK7Z-363V,3" 300lb. Raised Face Flange | 0 | 0 | 1365.468 | 0 | Lab-Ovh
MK7Z-363E-F01 | MK7Z-363E,1" 150lb. Raised Face Flange | 0 | 0 | 1107.472 | 0 | Lab-Ovh
MK7Z-363E-F02 | MK7Z-363E,1" 300lb. Raised Face Flange | 0 | 0 | 1126.504 | 0 | Lab-Ovh
MK7Z-363E-F03 | MK7Z-363E,1.5" 150lb. Raised Face Flange | 0 | 0 | 1157.248 | 0 | Lab-Ovh
573V526-003A | Elec,pH,X-V,SJ,12mmX115mm,sealed Reference | 0 | 0 | 8.519 | 0
871CR-B3T4F1C1 | CT R-SENSOR,0.1,PEEK,TI,4"INS,1-1/2"TRI-CLAMP,PT1K,30FT,#6 | 0 | 910.79 | 851.632 | 765.711 | Lab-Ovh
BS811RM-M18 | Acce,18M patch cable, stnd temp | 0 | 827.98 | 312.371 | 236.567 | Lab-Ovh
R-110B*H-16 | Elec,pH,X-VD,PT100,DJ,SPR,solGrnd,16" ti,6"lead,sep ref wire | 0 | 0 | 222.5 | 222.5
876PH-SXAA-7 | PH/ORP/ISE INTELLIGENT TRANSMITTER | 0 | 262.15 | 109.556 | 105.589 | Lab-Ovh
873RS-BTPFGZ-7 | RESISTIVITY ANALYZER,220VAC,0-10VDC,PLASTIC PANEL MOUNT,FM,T | 0 | 353.47 | 170.297 | 182.688 | Lab-Ovh
871CC-A2-34-20M | Elec,871CC-A2-34,20M Cable Length | 0 | 464.51 | 218.972 | 203.838 | Lab-Ovh
873EC-AIWFGZ-57 | ELECTRODELESS CT ANALYZER | 0 | 275.15 | 103.549 | 104.476 | Lab-Ovh
871FT-3E4C3C-V | ELEC,FT CT,IND-HI,1",CARP,PCTFE,ANSI150,VT | 0 | 2748.47 | 2773.747 | 2773.747 | Lab-Ovh
PH10-3P1A-E2 | Elec,Dolphin,PH,FLAT BULB,W/PCB,PT100,20FT CABLE,PIN LUGS,EP | 0 | 260.99 | 135.773 | 118.443 | Lab-Ovh
22130014-RSP | OSP,Foam,Closed Cell Brown.458"ODx .125"Thick x .095"hole | 0 | 0.037 | 0.04 | 0.037
FMFRCS02 | FC,Chlorine,RC68-0201-3FT,4-20MA,0-2PPM,w/logoPMS286C | 0 | 425.1 | 175.025 | 152.252 | Lab-Ovh
FMFRCS20 | FC,Chlorine,RC68-3201-3FT,4-20MA,0-20PPM,wLogoPMS286C | 0 | 390 | 175.025 | 0 | Lab-Ovh
KIT-INSITUBOOT | Kit,soaking boot kit, for Insitu-OCTO 450326+643007 | 0 | 4.04 | 0.775 | 0.894 | Lab-Ovh
22172006 | Raw,O-Ring,Viton 75, 2-006 | 500 | 0 | 0.25 | 0.25
643013-0021P | OSP,Foam bushing,blk Vinyl 1/4"thk,OD0.750",ID0.312"/2x0.18" | 0 | 0 | 0.38 | 0.38
V-0000-10B | Elec,pH,Ryton Cap,X-VD,DJ,SPR,No TC,12x110mm | 1 | 253.85 | 27.911 | 26.128 | PROX Lab
22198024 | Raw,Spring, Coiled for inside American Standard Connector | 195 | 0 | 0.58 | 0.58
8001048-005A | Acce,Adapter,F/US Standard to Male US standard,Delrin body | 0 | 82.1 | 26.951 | 0
00110500 | Raw,Barstock, Kynar 1/2"Dia, natural | 15 | 0 | 7.25 | 7.25
871FT-3H4C3T3CV | Elec,FT CT,IND-HI,3",CARP,150,PT100,PERSO,CAL CABLE,VT | 0 | 0 | 6983.292 | 0
5732525-003B | Elec,pH,X-5,SJ,12.5x90mm,Sealed Reference | 2 | 65.49 | 23 | 23 | PROX Lab
871FT3H4C3T3CV5 | Elec,871FT-3H4C3T-3CV, 50FT Cable length | 0 | 8192.2 | 6929.322 | 6805.834 | Lab-Ovh
BS805UB | Acce,cable patch cord,lugless,length PERSO | 0 | 0 | 0 | 0
13-620-111T | Elec,pH,FS5,DJ,12x106mm,Epoxy,30K,M/8 pin mini din,Star,42" | 0 | 0 | 19.388 | 9.356
BS805UB-F0020 | Acce,cable assembly, 20FT | 0 | 799.74 | 228.642 | 228.498 | Lab-Ovh
00310058 | Raw,Cable gland with strain relief,black Nylon,PG7 | 0 | 0 | 0 | 0
CCDBTT2010CSC | Elec,Cond,K=0.1,8550therm,20Fcable,1"NPT,SS Tag,Cal Cert | 0 | 320 | 124.332 | 0 | Lab-Ovh
MULT-KT01 | Elec,Multisensor, pH/ORP/CT/TC,greyPVC,1"ODx3.5"L,DJ,Tinneds | 0 | 0 | 63.65 | 63.65
PC1R1A-25 | Elec,pH,X-VD,DJ,Guarded,3/4"NPT Ryton/Graphite,PT1K,25ft | 1 | 84.69 | 54.291 | 54.291 | Lab-Ovh
871FT4E3D3R3C50 | ELEC,FT CT,871FT-4E3D3R-3C,50FT CABLE LENTH | 0 | 3043.4 | 2863.743 | 0 | Lab-Ovh
5711AAVT-VD | Sub,pH,DJ,VD,6mm,12mm,7/15TeflonSleeveJunction,Refill | 0 | 0 | 15.775 | 0
M30-009-001 | Sub,Sleeve,PTFE,Female Ground Joint 7/15,10mmOD | 0 | 0 | 1.878 | 0 | Lab-Ovh
C2-003-FB | Sub,Cable,FB,C2,3F,4-pin Male Military connector,M03-025-001 | 0 | 0 | 9.482 | 9.482 | Lab-Ovh
XC-TRYP-EU01 | Elec,Fluorometer,Tryptophan,Ti,0.875"x4.7",30K,0-3V,Tin,Eurk | 2 | 0 | 299.969 | 0 | Lab-Ovh
2010470-50 | Acce,Adapter,FBNC to Hanked, Coaxial L/N Cable,50' | 0 | 89.44 | 14.119 | 7.963
2010470-30 | Acce,Adapter,FBNC to Hanked, Coaxial L/N Cable,30' | 0 | 248.26 | 10.92 | 9.071 | Lab-Ovh
LH-001-17 | Holder,1"NPT Black PVC,2 Ports,17 feet of 5mm cable | 0 | 171.99 | 75 | 75
HR61-PC01-10M | Elec,pH,Ryton,ASGIII,DJ#HR61Z-T04-B0X-CM10TX | 1 | 149.35 | 61.394 | 61.809 | Lab-Ovh
LH-008-17 | Elec,pH,DJ,XV,12X115mm,Epoxy body,Epoxy fill,17'5mm,Strip | 2 | 0 | 14.444 | 5.912
PCVR100-HT-33 | Elec,pH,XVF,DJ, 3/4"MPT Ryton,CERAMIC,PT100 #V-AV10B-33H | 1 | 175.1 | 52.118 | 48.087 | Lab-Ovh
9015-10B | Elec,pH,X5,SJ,12x115mm,Epoxy,BNC Blue boot,#2733526-010B | 35 | 47.25 | 17.073 | 17.073 | Lab-Ovh
M07-019-030 | Sub,Tube,Titanium,K=0.01,0.75"ODx16"L,C35,Honeywell | 12 | 0 | 54.954 | 54.954 | Lab-Ovh
9210013 | Solu,Buffer pH 7, 475ml,NIST-Traceable | 16 | 47.01 | 1.596 | 1.596
S-FL25-5745100A | Sub,FL25 Tip with Body,Tap & Polished Disc,FL25L-06-01 | 6 | 0 | 26.447 | 26.447
M17-019-007 | Sub,Tube,Titanium,K=0.01,C35 Style for Honeywell | 8 | 0 | 26.8 | 26.8 | Lab-Ovh
WHA2604-S8 | Elec,Waterhardness,DJ,12X110mm,Glass,Sealed,SPR | 1 | 572.52 | 38.917 | 33.28 | Lab-Ovh
CAL2504-S8 | Elec,Calcium,DJ,12mmX110mm,Glass,Sealed,Gell fill | 0 | 0 | 23.078 | 0
MK7Z-363E-F04 | MK7Z-363E,1.5" 300lb. Raised Face Flange | 0 | 0 | 1200.07 | 0 | Lab-Ovh
05291167 | Raw,Chem,Sodium Iodide,Reagent Plus,>=99% | 400 | 0 | 0.378 | 0.378
AION-002 | Elec,Conductivity,K=0.1,2731312-44-3I5A,12x110,10K,5 pin Din | 0 | 0 | 20.5 | 20.5
AION-003 | Elec,Conductivity,K=10.0,Plat,2731302-64-3I5A,12x130,Epoxy | 0 | 0 | 32.75 | 32.75
PHC4006-9 | Elec,pH,SJ,X1,#E16M333,Calomel,Refill,6mmX103mm,Glass body | 0 | 0 | 15 | 15
11252509 | Raw,Band,Platinum, 99.99% pure,.246"x.225"ID x.010"W x.100"H | 277 | 0 | 9.6806 | 9.6806
35820-25 | Elec,Conductivity,K=1.0,Plat,#1921304-31-010T,Glass,PT100 | 0 | 0 | 55.763 | 15.585
871EC-LB0-3-30 | Elec,871EC-LB0-3,30FT CABLE | 0 | 583.29 | 410.469 | 422.559 | Lab-Ovh
35820-31 | Elec,Cond,K=0.1,#ECCS10-0-1S,3 Wire PT100,SS,25'T,Special | 0 | 0 | 0 | 0
99033055 | Wire,C-70, Hook-up , 18ga, Black color, (16/30),PVC coated | 520 | 0 | 0.143 | 0.143
77030028 | RAW, PCB Assembly, Maytronics, Digital,V3 | 0 | 0 | 37.679 | 63.4
M26-007-002 | Sub,JunctionBase,ABS,Blk,0.62"ODx0.335"IDx0.33"L,H0B3A-04-03 | 13 | 0 | 0.059 | 0 | Lab-Ovh
5271424S-45-3D | Elec,Reference,SJ,.375"OD,.190 OD tip,Calomel,Special | 0 | 117.71 | 25.687 | 0.396 | PROX Lab
PERIS01 | Solu,Ionic strength adjustor, 2M (NH4)2SO4, 475 mL | 0 | 0 | 2.162 | 4.1556
1E1008-001 | Elec,pH,Glass,ASGVII,lead-free,APACship_#1E1008-001U | 0 | 3.55 | 2.8714 | 2.8739
BS809SG | FLOW CELL,BUSHING MOUNT ASSY | 0 | 425.16 | 123.892 | 121.473 | Lab-Ovh
BS811JB-F150 | patch cord - 150ft, w/preamp sensor, variopin | 0 | 673.88 | 201.422 | 192.538 | Lab-Ovh
GK2401C | Elec,pH,SJ,X1,9.5mmX103mm,Red Rod,Wick Junction | 0 | 0 | 165 | 165
00280001 | RAW,CAP,GREEN,PLASTIC,CUST SUPPLIED,JENCO,6000ED | 0 | 0 | 0 | 0
CL01502-006B | Elec,Chloride,DJ,12mmx110mm,refill,Glass Body | 2 | 436.34 | 31.917 | 20.072 | PROX Lab
00190001 | RAW,CONNECTOR,4-PIN,CUST SUPPLIED,JENCO,6000ED | 0 | 0 | 0 | 0
22430002 | Raw,O-ring,EPDM,-222 | 12000 | 0 | 0.25 | 0.25
05297602 | Raw,Chem,Tris(Hydroxymethyl)Aminomethane,99+% | 1750 | 0 | 0.0682 | 0.0682
V-210B-10H | Elec,pH/Plat(Sol),XVD,MKVII,PT100,SPR | 0 | 0 | 46.772 | 15.684
22172217 | Raw,O-Ring,Viton 75, 2-217, Brown Color | 37 | 2.76 | 0.3 | 0.3
00281520 | Raw, packed column,reference stem assy | 963 | 0 | 1.9196 | 1.83
M01-001-208 | Sub,Lower Housing,Blk Kynar,1.45"ODx5"L,LTJ,Tuff Tip#F-80TB | 31 | 0 | 44.388 | 44.388 | Lab-Ovh
M01-001-209 | Sub,Upper Housing,Blk Kynar,1.430"ODx4.41"L,#F-80TB | 11 | 0 | 34.773 | 34.773 | Lab-Ovh
S-MULT-MT01 | Sub,Multi,pH/ORP/CT/TC.,PVC,1.315"OD, no PCB | 0 | 0 | 118.551 | 64.717
CCDATR2034S00 | Elec,COND, K=0.01, PT1000, 20ft cable, 3/4" NPT | 0 | 310.3 | 125.51 | 152.335 | Lab-Ovh
BS813HX | PH12 NPT HOLDER GUARDED | 6 | 0 | 54.74 | 46
77028031 | Raw,Connector,RCA plug jack for Radiometer, black color | 635 | 0 | 0.706 | 0.617
S773791F-DL | Elec,pH,DJ,X2F,12mmx80mm,seal ref, KN03 | 0 | 275.76 | 2.756 | 1.223
77030024 | RAW, PCB Assembly, Toroidal Conductivity, Digital | 10 | 0 | 170.667 | 116.1
00286010 | Raw,filter, 350-50nm,6x6x1mm | 199 | 0 | 3.675 | 2.5
C32-X18-BC | Sub,Cable,BC,C32,18 Inches,Male BNC w/Blue Boot,Coax 200013 | 0 | 0 | 1.28 | 0
05290053 | Raw,Chem, Copper(II) Nitrate Hydrate,98%,A.C.S. | 750 | 0 | 0.2854 | 0.2854
COND-101 | Elec,Cond,K=1.0,#57313013410I8J,12X110,Graphite,10K,NoTCTube | 5 | 0 | 11.674 | 2.164
50044238-501 | Elec,Platinum,Mono,12mm Epoxy body,Special,20' | 0 | 98.29 | 42.812 | 38.034 | Lab-Ovh
50044238-502 | Elec,Platinum,Mono,12mm Epoxy body,Special,36' cable | 0 | 0 | 9.921 | 3.813
19500-14 | Holder,316 SS,#1051500C,1/2"MNPT,Swage fitting | 0 | 52.6 | 27.839 | 6.752
V-BV100-15CD | Elec,pH,DJ,XVF,3/4"MPT CPVC Ceramic Tuff Tip,SN6 | 0 | 190 | 35.695 | 0 | Lab-Ovh
HR61-PC25 | Elec,pH,Ryton,ASGVII,DJ#HR61Z-D04-B0X-X000PF,20F,PT1K | 2 | 142.14 | 90.36 | 80.224 | Lab-Ovh
247043 | RAW, PCB ASSY, Fluorometer/TRYP, Analog, 0-3V | 0 | 0 | 49.348 | 0 | Lab-Ovh
650041-0001 | Sub,soaking bottle 650041-A, rework | 0 | 0 | 0.233 | 0
CCDBTT2034SSC | Elec,COND,K=0.1,8550therm,20ft,3/4"NPT,SS Tag,Calibration ct | 0 | 310 | 122.678 | 140.962 | Lab-Ovh
PH10-4S2S-FA | Elec,Dolphin,PH,ANTIMONY,W/PCB,PT1K,S CONN,FM | 0 | 338.41 | 181.686 | 174.159 | Lab-Ovh
871FT-3J3B3R | ELEC,FT CT,IND-HI,4",316SS,PVDF,ASI150,PT1K | 0 | 6387.58 | 5167.195 | 0 | Lab-Ovh
871FT-3E3C3T-34 | ELEC,FT CT,IND-HI,1",316SS,PCTFE,ANSI150,PT100,CABLE PER SO | 0 | 0 | 2802.426 | 0
871FT3E3C3T345M | Elec,871FT-3E3C3T-34,5M cable length | 0 | 3542.48 | 2819.078 | 2535.178 | Lab-Ovh
875EC-B2Z-AC | ELECTRODELESS CT ANALYZER,220VAC,PIPE,NO CERT,STM DOOR,HART | 0 | 529.79 | 164.498 | 160.016 | Lab-Ovh
22170680 | Raw,O-ring,Flat 70 Viton,0.700"ODx0.484"IDx 0.1"Thk Gasket | 45 | 0 | 1.32 | 1.32
1921303-34-03BT | Elec,Cond,K=1.0,Graphite,3/4"NPT CPVC,10K,BNC,2 Tin Leads | 1 | 246.28 | 37.875 | 37.696 | Lab-Ovh
C2-003-UF | Sub,Cable,UF,C2,3F,Strip & tin,Male BNC,Cable: 99030517 | 0 | 0 | 6.009 | 4.043 | Lab-Ovh
NH31501-DLGSP | Elec,Ammonia,12mmX110mm,Delrin Body,PG13.5,5M,BNC | 0 | 0 | 46.702 | 0 | PROX Lab
M07-019-031 | Sub,Tube,Titanium,K=1.0,0.75"ODx16"L,C35,Honeywell | 3 | 0 | 54.954 | 54.738 | Lab-Ovh
643013-0007P | OSP,Foam Bushing Blk,Vinyl(DK2121) 1/4"thk,OD0.75" | 0 | 0 | 0.26 | 0.184
5731428-003D | Elec,Reference,SJ, Spring Loaded, Refillable,Epoxy | 18 | 0 | 54.08 | 54.08
PHF-020BT/TH | Elec,pH,DJ,XVF,#192V757-20BTV18,3/4"MNPT CPVC,10K | 0 | 0 | 33.349 | 12.41
6921312-1S-T | Elec,Cond.,K=0.1,Graphite,20X70mm CPVC,AWE | 5 | 46.44 | 6.798 | 0.532
643013-0008P | OSP,Foam Bushing,Blk,Vinyl(DK2121) 1/4"thk,OD0.87" | 0 | 0 | 0.27 | 0.27
PULSA-001 | Elec,Cond.,K=1.0,SS pin,3/4"NPT Carbone steel,PT1K,10',Peek | 0 | 0 | 48.5 | 48.5
BS808MS | Sub,CELL INSERT ASY | 0 | 0 | 328.217 | 327.16
44000059 | PNS,Bag,Clear Ziplock 3x4, 2mil thk | 0 | 0.018 | 0.02 | 0.01689
EP307B1T1M2S1 | ELECTRODELESS CT | 0 | 582.55 | 527.886 | 0 | Lab-Ovh
EP163WA | HOUSING, CABLE CB20, 6.78",871EC | 20 | 0 | 280.239 | 269.58 | Lab-Ovh
871EC-TF2-V-AU2 | Elec,871EC-TF2-V,replaced by EP163WA housing | 0 | 1491.49 | 629.401 | 728.462 | Lab-Ovh
ECI-019 | Elec,pH,Mono,XVD,0.05Ag wire,12X125mm,Epoxy Body,12"BNC,Blue | 3 | 99.03 | 38.879 | 38.879 | PROX Lab
44001460 | Label,for inside of glass electrode, blue color,1.50"x 24"L | 500 | 0 | 0.837 | 0.837
05291244 | Raw,Chem,Benzalkonium Chloride | 90 | 0 | 0.235 | 0.235
05290267 | Raw,Chem, 2-Chloroacetamide | 3500 | 0 | 0.0886 | 0.09025
C20-003-MH | Sub,Cable,MH,C20,3F,8-pin Conn#77023504 | 0 | 0 | 12.854 | 0
C20-012-MH | Sub,Cable,MH,C20,12F,8-pin Conn#77023504 | 0 | 0 | 17.849 | 0
MESU003002-0002 | Elec,pH,Amber PC,GX-5,12x120mm,DJ,Coax 3M,BNC,APAC | 0 | 10.7 | 13.03 | 11.33
LJ-001 | Elec,Reference,AgCl pack,Side arm,12x165mm,Sleeve Junction | 0 | 0 | 0.069 | 0.026
LJ-002 | Elec,Reference,AgCL pack,12X100mm,Side arm,Sleeve Junction | 0 | 0 | 0.047 | 0.017
SX650CDT-HF | Elec,pH,DJ,XVFT,CPVC Submersible,Teflon Junction | 0 | 0 | 22.488 | 0.2
X0178JZ | Bushing 1.25X75 ST.ST | 50 | 0 | 47.5 | 47.5
H0EV-0001-X30 | Elec,pH,ASGVIII,CPVC,1/2"NPT,Porous T,SJ,30in,BNCw/YLboot | 0 | 0 | 38.39 | 0 | Lab-Ovh
A261017 | Elec,Cond,K=1.0,SS,Peek insert,500ohm T/C,3/"MNPT,10'Cable | 0 | 0 | 27 | 27
2773777-7DLGSP | Elec,pH,X-2,DJ,12mmX80mm,13.5PG cap | 0 | 0 | 15.042 | 1.089
699-11064 | Elec,Cond.,K=10.0,Plat,#PAS-004,12X130mm Epoxy,3.5 triax | 1 | 52.56 | 55.371 | 24.017 | PROX Lab
H0EV-0001-10FT | Elec,pH,ASGVIII,CPVC,1/2"NPT,Porous T,SJ,10FT,BNC w/YLboot | 0 | 0 | 40.403 | 0 | Lab-Ovh
R0EV-0001-X30 | Elec,ORP,PT BAND,CPVC,1/2"NPT,Porous T,SJ,30in,BNCw/BLUboot | 0 | 0 | 57.182 | 0 | Lab-Ovh
R0EV-0001-10FT | Elec,ORP,PT BAND,CPVC,1/2"NPT,Porous T,SJ,10FT,BNC w/BLUboot | 0 | 0 | 58.419 | 0 | Lab-Ovh
V-500B-20H-170 | Elec,pH,DJ,XVD,PT100 ohm,1"NPT Kynar,170mm insertion | 0 | 540.53 | 45.57 | 9.726
35804-05 | Elec,pH,DJ,X5,#5133705R-B,9mmX100mm,Refill | 0 | 27.46 | 4.537 | 0.624
F00IS01-475 | Solu,IonicStrngthAdjuster I,Fluoride,475mlBottle,TISAB 1 | 0 | 21.66 | 2.162 | 1.604
00286001 | Raw,LED,465nm,TO-18 | 0 | 2.63 | 2.45 | 2.45
00286002 | Raw,Dichroic,DM612,9X9X1mm | 48 | 68.82 | 64 | 64
00286003 | Raw,Emission Filter,680-10,6X6X1MM | 0 | 18 | 9.8 | 9.8
00286004 | Raw,LED,275nm,TO-18 | 0 | 54.2 | 42.34 | 42.34
00286005 | Raw,Dichroic,DM310,9X9X1MM | 125 | 53.76 | 50 | 50
00286006 | Raw,Emission Fliter,550nmLP,6x6x1MM | 6 | 19.35 | 26.46 | 18
00286007 | Raw,Excitation fliter,420-40nm,6x6x1mm | 6 | 19.35 | 26.46 | 18
00286008 | Raw,Dichroic,DM450,9x9x1mm | 6 | 32.26 | 44.1 | 30
00286009 | Raw,Emission filter,470-40,6x6x1mm | 6 | 19.35 | 26.46 | 18
5771302A2063BG2 | Elec,Cond,K=10.0,12x130mm,Glass body,30K T/C,2.5 phone plug | 0 | 0 | 59.74 | 59.74
BS807PV | CAP-MEMBRANE HOLDER,316SS,1.05"ODx1.34"L | 0 | 0 | 16.859 | 0 | Lab-Ovh
2731301-31-017T | Elec,Cond,K=1.0,12x110mm,Graphite,w/PT100,Epoxy Body | 0 | 0 | 0 | 0
BS807MN | RING,MEMBRANE,316SS,1.05"ODx0.325"L | 0 | 0 | 12.518 | 0 | Lab-Ovh
BS813FK | PH12 CPVC FLANGE HOLDER,GUARDED,25mm INS L. | 0 | 0 | 0 | 0
M01-035-025 | Sub,Epoxy,Clear,.242"O.D.x.180"I.D.x100mm Length,Slot Guard | 0 | 0 | 2.975 | 0 | Lab-Ovh
M01-061-004 | Sub,Housing,Blk PolymerTube,.476"ODx.395"IDx0.375"L#T0ET-041 | 2 | 0 | 1.743 | 1.719 | Lab-Ovh
M05-004-030 | Sub,Cap Plug,Delrin,0.394"ODx0.689"L,for TC tube#T0ET-04-02 | 2 | 0 | 2.784 | 2.641 | Lab-Ovh
99001077EB-300 | Acce,Cable,TPR Cable,AmplifierBuilt In with BNC & MoldexConn | 0 | 0 | 219.855 | 151.91
C15-010-RJ22 | Sub,Cable,RJ22,C15,10FT,RJ22#77280010,Cable:99030015 | 0 | 0 | 5.015 | 0 | Lab-Ovh
FIT12-1FF150C | SENSOR HOLDER PROTECTION,w/guard,3"ANSI150,150MML,CPVC,VT | 0 | 396.03 | 197.275 | 211.536 | Lab-Ovh
FIT12-1RC150C | SENSOR HOLDER PROTECTION,w/guard,1-1/2NPT,150MML,CPVC,VT | 0 | 717.26 | 336.104 | 236.275 | Lab-Ovh
871EC-RE0-3-3M | Elec,871EC-RE0-3,3M CABLE | 0 | 515.72 | 335.339 | 325.704 | Lab-Ovh
871PH-2P1B-E | Elec,pH,CPVC,Bulb,PT100,TI,Ceramic jct,PTFE,20FT,EPDM | 0 | 543.84 | 291.017 | 275.155 | Lab-Ovh
EP485A3C0050MRX | Acce,Calibration Plug for 871FT | 0 | 155.5 | 60.164 | 63.656 | Lab-Ovh
EP485A3C0250MRX | Acce,Calibration Plug for 871FT | 0 | 155.5 | 60.164 | 63.656 | Lab-Ovh
EP485A3C0500MRX | Acce,Calibration Plug for 871FT | 0 | 155.5 | 60.164 | 63.656 | Lab-Ovh
027IP15-150-10 | Elec,Polarographic,150mm length,Glass body | 0 | 0 | 0 | 0
027IP15-250-10 | Elec,Polarographic,250mm length,Glass body | 0 | 0 | 0 | 0
00287001 | Raw,PolymerTCP50N,AmberPMS7555U,.476x.395x49.5 | 1000 | 0 | 3.25 | 3.25
00287002 | Raw,PolymerTCP50N,BluePMS653C,.476x.395x49.5 | 3836.225 | 0 | 3.25 | 3.25
NA71501-003B | Elec,Sodium,Mono,12mmX110mm,Glass Body | 0 | 0 | 2.981 | 1.084
NCCS-100K | Elec,Cond,Torodial,1.5"NPT CPVC,#C3254.2-20T | 0 | 281.58 | 183.07 | 165.849 | Lab-Ovh
00287003 | Raw,PolymerTCP50N,RedPMS697C,.476x.395x47.5 | 0 | 0 | 3.25 | 3.25
00287004 | Raw,PolymerTCP50N,GreyPMS411C,476x.395x49.5 | 5210.42 | 0 | 3.25 | 3.25
NH41503-003B | Elec,Ammonium,Epoxy body,Spring loaded | 1 | 596.13 | 22.194 | 10.404
00287005 | Raw,PolymerTCP50N,BlackPMS6C,.476x.395x51.5 | 6360.572 | 0 | 3.25 | 3.25
00287006 | Raw,PolymerTCP50N,Clear,.476x.395x54 | 0 | 0 | 3.25 | 3.25
00287007 | Raw,PolymerTCP50N,BluePMS653C,.472x.350x48 | 0 | 0 | 3.88 | 3.88
00287008 | Raw,PolymerTCP50N,AmberPMS7555U,.475x.350x48 | 92 | 0 | 4.83 | 4.83
00287009 | Raw,PolymerTCP50N,BlackPMS6C,.476x.414x48" | 1028 | 0 | 4.33 | 4.32
0008456 | Raw,Cust,Red Gasket,0.375"ODx0.45"L,Lazar,HPHRH-06-02 | 0 | 0 | 0 | 0
00284561 | Raw,Cust,Battery Black End Rubber,Lazar,HPHRH-06-04 | 0 | 0 | 0 | 0
44008175 | Raw,Cust,PHR Instruction Manual,Lazar,HPHRH-07-03 | 0 | 0 | 0 | 0
871FT-3F3D3R | ELEC,FT CT,IND-HI,1-1/2",316SS,PEEK,ANSI150,PT1K | 0 | 1588.68 | 2343.348 | 1774.85 | Lab-Ovh
19804005-T | Acce,Powder Dispenser handle A,ABS,RAL7024,APAC made | 0 | 1.23 | 0.55714 | 0.55
CL01503-S7 | Elec,Chloride,SJ,12mmx110mm,Spring Loaded, Epoxy Body | 1 | 575 | 2.961 | 1.388
K001501-3B | Elec,Potassium,Mono,12mmX110mm,Solid State,PVC body | 0 | 0 | 2.515 | 0.834
B/T-SX15 | Acce,Cable,coax, 40CM, BNC with black boot to tinned leads | 100 | 7.58 | 2.614 | 2.614 | Lab-Ovh
RH61-P003-PT-N | Elec,pH/ORP,RTYON,V1.5,ASGVII+PT,PREAMP,4F,T,Blk Nylon Gland | 1 | 100.13 | 48.199 | 47.905 | Lab-Ovh
RH61-P003-GD-N | Elec,pH/ORP,RTYON,V1.5,ASGVII+GD,PREAMP,4F,T,Blk Nylon Gland | 1 | 131.06 | 69.202 | 57.848 | Lab-Ovh
XC-CDOM101-SD | Elec,Fluorometer CDOM,Ti,0.875"x4.7",NTC-30K,0-3V,T | 0 | 950 | 251.566 | 0 | Lab-Ovh
XC-BGAF101-SD | Elec,Fluorometer BGA Fresh,0.875"x4.7",Ti,NTC-30K,0-3V,T | 0 | 950 | 219.844 | 0 | Lab-Ovh
XC-CHLA101-SD | Elec,Fluorometer Chlorophyll-A,Ti,0.875"x4.7",NTC-30K,0-3V,T | 0 | 950 | 205.58 | 230.479 | Lab-Ovh
00190041 | Raw,Nipple, SS304, 1/2"NPT x 5"L, sch80 | 40 | 0 | 4.9589 | 4.9589
CL01502-S7 | Elec,Chloride,DJ,12mmx110mm,refill,Glass Body | 3 | 415 | 38.663 | 38.663 | Lab-Ovh
SUR1501-003B | Elec,Surfactant,Mono,12mmX110mm,Solid State,PVC body | 0 | 433.17 | 9.037 | 8.047
871FT-4G2B3R3CP | ELEC,FT CT,IND-LOW,2",HAST,PVDF,ASI150,PT1K,CABLE PER SO,CAB | 0 | 0 | 6799.874 | 0
875PH-D2U-A | PH/ORP/ISE ANALYZER,24VDC,PIPE,UL,STORM DOOR | 0 | 483.07 | 154.525 | 151.394 | Lab-Ovh
871PH-1B5A | Elec,pH,AnTImony,Ryton,w/PCB,PT100,MONEL,Ceramic jct,20ft,pL | 0 | 559.52 | 361.926 | 351.354 | Lab-Ovh
876PH-TXZZ-7 | PH/ORP/ISE INTELLIGENT TRANSMITTER | 0 | 243.82 | 92.26 | 88.138 | Lab-Ovh
FIT12-1NA025K | SENSOR HOLDER PROTECTION,W/GUARD,3/4"NPT,25MML,KYNAR | 0 | 290.94 | 91.803 | 230.639 | Lab-Ovh
PH10-3N1A-4 | Elec,Dolphin,PH,FLAT BULB,PT100,40FT CABLE,PIN LUGS | 0 | 281.69 | 177.958 | 160.271 | Lab-Ovh
MK7Z-363E-F05 | MK7Z-363E,2" 150lb. Raised Face Flange | 0 | 0 | 1167.386 | 0 | Lab-Ovh
MK7Z-363E-F06 | MK7Z-363E,2" 300lb. Raised Face Flange | 0 | 0 | 1186.406 | 0 | Lab-Ovh
MK7Z-363E-F07 | MK7Z-363E,3" 150lb. Raised Face Flange | 0 | 0 | 1238.866 | 0 | Lab-Ovh
MK7Z-363E-F08 | MK7Z-363E,3" 300lb. Raised Face Flange | 0 | 0 | 1366.844 | 0 | Lab-Ovh
M07-019-020 | Sub,Tube,TiGr7,for MK7T,18"L,6"Ins. w/BVA, 15"Ins. noBVA | 0 | 0 | 2662.314 | 0 | Lab-Ovh
M07-019-021 | Sub,Tube,TiGr7,for MK7T,22"L,10"Ins. w/BVA, 19"Ins. noBVA | 0 | 0 | 2911.595 | 0 | Lab-Ovh
M07-019-022 | Sub,Tube,TiGr7,for MK7T,28"L,16"Ins. w/BVA, 25"Ins. noBVA | 0 | 0 | 3285.518 | 0 | Lab-Ovh
C527-1-1-10T | Elec,Conductivity,K=0.01.316 SS,12.5X110mm,PT100 | 0 | 0 | 4.789 | 2.739
M07-019-023 | Sub,Tube,TiGr7,for MK7T,36"L,24"Ins. w/BVA, 33"Ins. noBVA | 0 | 0 | 3784.081 | 3783.366 | Lab-Ovh
5771302-64-10T | Elec,Cond,K=10.0,Plat,12X130mm,Glass body,10K ther | 0 | 0 | 32.971 | 5.514
M07-019-024 | Sub,Tube,TiGr7,for MK7T,46"L,34"Ins. w/BVA, 43"Ins. noBVA | 0 | 0 | 4407.285 | 0 | Lab-Ovh
643013-0013P | OSP,Foam Bushing,BLK,Vinyl(DK2121) 1/4"thk,OD0.288",ID0.078" | 0 | 0 | 0.26 | 0.26
875PH-D2Z-A | PH/ORP/ISE ANALYZER,24VDC,PIPE,NOCERT,STORMDOOR | 0 | 457.63 | 156.552 | 153.299 | Lab-Ovh
EP485QTF0500MXX | Acce,Calibration Plug for 871EC | 0 | 213.09 | 104.48 | 0 | Lab-Ovh
871EC-TF7-34100 | Elec,871EC-TF7-3, 100FT Cable | 0 | 919.84 | 810.219 | 877.595 | Lab-Ovh
871EC-UT0-3K3M | ELEC,871EC-UT0-3K,3M CABLE LENGTH | 0 | 531.62 | 503.707 | 489.664 | Lab-Ovh
873PH-AEZFGZ-7 | PH ANALYZER,120VAC,0-20mA,METAL MOVEABLE SF MOUNT,FM,SD | 0 | 428.15 | 261.222 | 260.546 | Lab-Ovh
871EC-SP0-3V-3M | ELEC,871EC-SP0-3V,3M Cable Length | 0 | 247.15 | 118.855 | 128.759 | Lab-Ovh
871PH-3X1A | Elec,pH,Ryton,w/PCB,PT1K,TI,Ceramic jct,20ft Cable,pin | 0 | 421.91 | 218.685 | 236.987 | Lab-Ovh
871FT-3H3D3R | ELEC,FT CT,IND-HI,3",316SS,PEEK,ANSI150,PT1K | 0 | 6104.64 | 5090.505 | 5060.782 | Lab-Ovh
871PH-2P1B-3-5 | Elec,871PH-2P1B-3,5FT CABLE | 0 | 529.9 | 273.798 | 294.78 | Lab-Ovh
PH12-3P31Q-ZZ | Elec,pH,12MM,Flat Bulb,PEEK 360MM,PT100,VP,NoAgency Cert | 0 | 475.83 | 580.553 | 278.651 | Lab-Ovh
M07-019-025 | Sub,Tube,TiGr2,for MK7T2,18"L,6"Ins. w/BVA, 15"Ins. noBVA | 0 | 0 | 80.477 | 0 | Lab-Ovh
M07-019-026 | Sub,Tube,TiGr2,for MK7T2,22"L,10"Ins. w/BVA, 19"Ins. noBVA | 0 | 0 | 91.112 | 0 | Lab-Ovh
M06-003-033 | Sub,Fitting,SS316,1/2"MPT,Viton O-Rings,for 1/2"OD Tubes,C75 | 0 | 0 | 19.347 | 0 | Lab-Ovh
M06-003-034 | Sub,Fitting,SS316,3/4"MPT,Viton O-Rings,for 1/2"OD Tubes,C75 | 2 | 0 | 27.661 | 15.535 | Lab-Ovh
1961304-42-10T | Elec,Cond,K=0.1,Plat,3/4"NPT Kynar,PT1K,Glass body | 0 | 0 | 0 | 0
NHN2-0001 | Elec,ISE,MONO,1/2"NPT BLK kynar,3FT,BNC#NHN2K-P00-X0X-S003BX | 2 | 369.33 | 38.191 | 38.191 | Lab-Ovh
F0N2-0001 | Elec,RF,1/2"NPTBlkKynar,DJ,Ag/AgCl,3F,DIN#F0N2K-X00-Z0X-R003 | 1 | 72.63 | 34.294 | 34.294 | Lab-Ovh
C80-003-TC1 | Sub,Cable,Coax,3F,Strip&Tin,cut off Shield Mesh#NH02K-05-03 | 0 | 0 | 2.705 | 0 | Lab-Ovh
XC-OBS | Elec,Fluorometer Optical Brighteners,Ti,NTC-30K,AMP,RS485 | 0 | 0 | 290.646 | 0 | Lab-Ovh
XC-OBS101-SD | Elec,Fluorometer Optical Brighteners,Ti,0.875"x4.7",TX | 0 | 0 | 196.257 | 0 | Lab-Ovh
XC-OBS2 | Elec,Fluorometer Optical Brighteners,Ti,NTC30K,Teledyn,RS485 | 0 | 0 | 397.001 | 0 | Lab-Ovh
SAMPLE-CABLE | Elec,NPD SAMPLE,CABLE ASSY | 0 | 0 | 0 | 0
BS813GK | PH12 150 CPVC FLANGE ADAPTER | 1 | 0 | 120.669 | 133.99 | Lab-Ovh
PHF-020BP/PT | Elec,pH,DJ,XVF,3/4"MNPT CPVC,PT100,#192V757-20BGV12 | 5 | 123.88 | 32.594 | 23.18
E51M001-SF | Temp,TC,316SS,10K 3AI,#T0HRG-07-01 | 1 | 0 | 16.4339 | 7.71
00190472 | Raw,Tubing,SS 316L,.472"OD x .444"ID,Bright Annealed,seamles | 160 | 0 | 17.5 | 17.5
E51M003-SF | Elec,TC, GLS,NTC-10K#T0HRG-07-01 | 0 | 0 | 0 | 0
H035-MCXP | Elec,pH,Polymer,Blue,ASGVIII,DJ,3M Coax,MCX connetor | 0 | 20.79 | 13.49 | 11.0619
R035-MCXP | Elec,ORP,Polymer,Red,Gold disc,DJ,3M Coax,MCX connetor | 0 | 36.91 | 25.76 | 22.4013
H054-MCXP | Elec,pH, 1/2 NPT, black ABS, ASG VIII,COAX, 3M, MCX connect | 0 | 23.01 | 14.8 | 12.842
R054-MCXP | Elec,ORP,1/2 NPT,black ABS,Gold disc(3mm),COAX,3M,MCX | 0 | 40.53 | 27.91 | 24.7923
643013-0020P | OSP,Bushing,Foam,Black Vinyl(DK2121)1/4"thk,OD0.625" | 0 | 0 | 0.32 | 0.32
DOL2-BT01 | Acce,Optical DO Cal bottle w/cap,Sponge,(2)O-Rings#DOL2-0002 | 1 | 16.35 | 1.95 | 1.791 | Lab-Ovh
SI1F4I1KK-112 | Sub,stem,SG,2.5mmPt Disc,0.135"/0.195ODx4.4"L#H0ACC-01-01 | 0 | 0 | 4.843 | 4.843 | Lab-Ovh
SI1L6I1A5-112 | Sub,stem,pH,ASG V,flat,0.235"/0.195"x4.4"L#H0ACC-02-01 | 0 | 0 | 1.727 | 1.727 | Lab-Ovh
C91-010-UY | Sub,Cable,CE,10F,BNC,Yellow Boot,Male insulated spade 2202 | 1366 | 0 | 5.78 | 8.09 | Lab-Ovh
C79-X18-HE | Sub,wire,PVC Green,#16,18 inch,Female insulated spade220208 | 1670 | 0 | 0.24 | 0.74 | Lab-Ovh
SI1L6I1KM-112 | Sub,stem,ORP,Pt Disc,5mm,0.235"/0.195"x4.4"L#R0ACC-01-03 | 0 | 0 | 3.49 | 3.49 | Lab-Ovh
CU0AS01 | Solu,Cupric, 0.1M Standard, 475mL | 0 | 0 | 1.596 | 0
BS813FQ | PH 12 CPVC FLANGE/HOLDER(GUARDED) | 3 | 0 | 34.597 | 33.136 | Lab-Ovh
M37-014-001 | Sub,Rod,Graphite,0.086"ODx0.25"L,Gray PVC 26G wire,2.5"L | 0 | 0 | 1.406 | 1.406 | Lab-Ovh
V-4001-20BH | Elec,pH,X-VD,DJ,TC 3000ohm,3/4"MPT Kynar W/Grd,SPR | 2 | 335.95 | 67.508 | 64.326 | PROX Lab
M37-014-004 | Sub,Rod,Graphite,0.086"ODx0.25"L,Orange PVC 26G wire,2.5"L | 0 | 0 | 1.413 | 1.413 | Lab-Ovh
M37-014-003 | Sub,Rod,Graphite,0.086"ODx0.25"L,White PVC 26G wire,2.5"L | 0 | 0 | 1.403 | 1.403 | Lab-Ovh
M37-014-002 | Sub,Rod,Graphite,0.086"ODx0.25"L,Yellow PVC 26G wire,2.5"L | 0 | 0 | 1.401 | 1.401 | Lab-Ovh
M37-014-005 | Sub,Rod,Graphite,0.086"ODx0.25"L,0.02"OD Copper wire,2.5"L | 0 | 0 | 1.41 | 1.41 | Lab-Ovh
E401X.010/MK-CO | Raw, Stratos Digital Multi-Parameter Transmitter CONDUCTI | 0 | 5138 | 5138 | 0
E401X.010/MK-PH | Raw, Stratos Digital Multi-Parameter Transmitter PH/ORP | 0 | 5408.42 | 5138 | 0
SMTX-CT02 | Elec,CT probe, 8mmOD X 90mmL, black ABS,JP1345 Carbon, 2 cL | 0 | 0 | 12.0907 | 0
S-DOGB-0001 | Sub,ODO membrane cap Assy,Coated,Gen2,GB,Blk PVC#DOGBP-04-02 | 1 | 0 | 6.98 | 6.98 | Lab-Ovh
AQUA-PH001 | Elec,pH,clear PC,ASGVIII,DJ,10K,bluecap,1.8M,2BNC,APAC | 0 | 45.06 | 15.2571 | 15.254
X0179FJ | Membrane,Composite | 0 | 0 | 43 | 0
16001119 | MRO,Paint Stamp,Gray Pantone 433U | 1 | 0 | 193 | 193
4330AA-100-VD | Sub,pH,SJ,VD,4x100mm Length,0.195" internal glass | 36 | 0 | 2.761 | 2.647 | Lab-Ovh
553V701-SEMI | Elec,pH,X-VD,DJ,6mmX100mm,Clear Epoxy,no Cap,26G wires (2X) | 0 | 0 | 11.093 | 0 | Lab-Ovh
192NA37-020T | Elec,ISE,Sodium,3/4"NPT CPVC,Sealed,VL,20F,T | 0 | 0 | 30.476 | 0 | Lab-Ovh
7791AA-NA | Sub,Na (Sodiun Bubl),DJ,12x090mm Length | 0 | 0 | 7.353 | 0 | Lab-Ovh
PH12-AP11Q-EZZ | Elec,12MM PH/ORP,Dome/PT,PEEK,120MM,PT100,VP,EPDM,No AgencyC | 0 | 501.96 | 456.754 | 219.286 | Lab-Ovh
00070006-120 | Sub,Cut,Pyrex, 6mm x 1mm wall(STD),120mm(4.7244")Length | 0 | 0 | 0.043 | 0
00287010 | Raw,PolymerTCP50N,Cut,AmbPMS7555U,.476x.395x4.92 | 0 | 0 | 1.333 | 0
00287011 | Raw,PolymerTCP50N,Cut,BlackPMS6C,.476x.395x4.72 | 0 | 0 | 1.278 | 0
00287012 | Raw,PolymerTCP50N,Cut,BlackPMS6C,.476x.395x5.12 | 0 | 0 | 1.387 | 0
00287013 | Raw,PolymerTCP50N,Cut,BluPMS653C,.476x.395x3.54 | 0 | 0 | 0.959 | 0
00287014 | Raw,PolymerTCP50N,Cut,Blu,PMS653C,.476x.395x3.94 | 0 | 0 | 1.067 | 0
00287015 | Raw,PolymerTCP50N,Cut,BluPMS653C,.476x.395x4.92 | 0 | 0 | 1.333 | 0
00287016 | Raw,PolymerTCP50N,Cut,Clear,.476x.395x5.39" | 0 | 0 | 1.46 | 0
00287017 | Raw,PolymerTCP50N,Cut,GreyPMS411C,.476x.395x4.85 | 15000 | 0 | 1.314 | 1.3135
00287018 | Raw,PolymerTCP50N,Cut,RedPMS697C,.476x.395x4.72 | 0 | 0 | 1.278 | 0
00114040 | Raw,Reducer bushing,red KYNAR,1"NPT x 1/2"FNPT | 0 | 0 | 42.8 | 42.8
00114041 | Raw,Reducer bushing,red KYNAR,1"NPT x 3/4"FNPT | 0 | 0 | 69.04 | 0
CCDCTRJB14S00 | Elec,COND,K=1.0,PT1Kthermistor,Junction Box,1-1/4' SS BVA | 0 | 1055 | 482.303 | 491.747 | Lab-Ovh
00030009 | Raw,Bushing Reducer Adapter, CPVC,1-1/2 NPT Male x 1 NPT Fee | 0 | 0 | 18.68 | 0
1921324-32-10T | Elec,Cond.,K=1.0,Plat,1/4"CPVC flow thru,PT1K, | 0 | 0 | 1.363 | 0.524
C527-3-1-25T | Elec,Cond.,K=0.1,12.5mmX110mm SS,PT100 | 0 | 0 | 4.789 | 7.044
BS813ZK | SHAFT,PH12,CPVC,225MM | 4 | 0 | 31.504 | 30.158 | Lab-Ovh
875EC-B1C-AC | ELECTRODELESS CT ANALYZER,220VAC,PANEL,CSA,STORM,HART | 0 | 505.62 | 137.334 | 137.085 | Lab-Ovh
871EC-TF2-34 | Elec,CT,FLUOROCARBON,CARP,Cable PER SO,No LUG | 0 | 0 | 434.651 | 0
871EC-TF2-34-10 | Elec,871EC-TF2-34,10FT CABLE LENGTH | 0 | 702.33 | 417.68 | 522.981 | Lab-Ovh
875PH-C1F-A | PH/ORP/ISE ANALYZER,240VAC,PANEL,FM,STORM DOOR | 0 | 473.03 | 142.028 | 141.872 | Lab-Ovh
EP402A2B2T4 | Electrodeless Conductivity Sensor Adaptors | 0 | 0 | 67.178 | 0
PH10-3S2S-AA | Elec,Dolphin,PH,FLAT BULB,W/S PCB,PT1K,S CONN,ATEX | 0 | 326.64 | 187.863 | 170.578 | Lab-Ovh
PH10-1P2A-E5 | Elec,Dolphin,PH,DOME BULB,w/GUARD,W/PCB,PT1K,50FT,EPDM | 0 | 343.43 | 205.364 | 186.796 | Lab-Ovh
BS805SX | Acce,Tee asembly,CPVC,1-1/2x1 bush | 0 | 287.02 | 88.464 | 82.007 | Lab-Ovh
875PH-A3Z-AC | PH/ORP/ISE ANALYZER,120VAC,SURFACE,NO CERT,SD,HART | 0 | 480.5 | 151.362 | 148.955 | Lab-Ovh
871EC-SP7-3-3M | Elec,CT,871EC-SP7-3,3M Cable Length | 0 | 422.61 | 315.987 | 319.602 | Lab-Ovh
4IM00444 | Doc,Fluorometer,CDOM,Digital,standalone,Teled | 0 | 0 | 0 | 0
4IM00445 | Doc,Fluorometer,CDOM,0-3V,Sonde,EUREKA | 0 | 0 | 0 | 0
4IM00446 | Doc,Fluorometer,CDOM,0-3V,Sonde | 0 | 0 | 0 | 0
4IM00447 | Doc,Fluorometer,BGA Freash,Digital,standalone,AMP | 0 | 0 | 0 | 0
4IM00448 | Doc,Fluorometer,BGA Fresh,Digital,standalone,Teled | 0 | 0 | 0 | 0
4IM00449 | Doc,Fluorometer,BGA Fresh,0-3V,Sonde,EUREKA | 0 | 0 | 0 | 0
4IM00450 | Doc,Fluorometer,BGA Fresh,0-3V,Sonde | 0 | 0 | 0 | 0
ELM-184 | Elec,pH,ASG IX,SJ,Special Custom Holder,Blk Kynar,RG58,BNC | 0 | 200 | 81.848 | 0 | Lab-Ovh
7596AA-090-IX | Sub,pH,SJ,ASG IX,12x090mm Length,Annular Ceramic | 8 | 0 | 3.7355 | 2.6625
ELM-185 | Elec,pH,X2,DJ,Blk Kynar Elm Housing,W/KNO3 Fill,RG58,TC | 0 | 0 | 69.855 | 0
C30-005-TC | Sub,Cable,TC,C30,5 Feet,Strip and Tin,Cable:9903001 | 0 | 0 | 2.395 | 0
SABP635W-DSP110 | Elec,pH,DJ,X2D,12X160mm,Refillable,6mm Side Arm. | 0 | 0 | 81.357 | 0 | Lab-Ovh
7443A7AB-190-2D | Sub,pH,DJ,2D,6mmSideArm,(2)Wick,0.47x7.48"L#SABP635W-DSP110 | 0 | 0 | 26.067 | 0 | PROX Lab
00070119-182 | Sub,Cut,Barium, 11.9mm (.469") x 182mm (7.17") Length | 0 | 0 | 0.071 | 0
S621-2-1-6-20T | Elec,Conductivity,K=0.1,SS,2" Sanitary,PT100 | 0 | 0 | 0 | 0
S621H-3-0-7 | Elec,Conductivity,K=0.1,SS,1.5" Sanitary | 0 | 0 | 0 | 0
S621-2-1-6-10T | Elec,Conductivity,K=1.0,Teflon Insert,2" Sanitary,PT100 | 0 | 0 | 0 | 0
S621-3-1-6 | Elec,Conductivity,K=0.1,SS,2" Sanitary,PT100,Teflon Insert | 0 | 0 | 0 | 0
S621-3-1-6-10T | Elec,Conductivity,K=0.1,SS,2" Sanitary,Teflon Insert,PT100 | 0 | 0 | 0 | 0
027IP15-225-10 | Elec,Oxygen,Polarographic,12mmX225mm,Glass body | 0 | 0 | 0 | 0
M07-019-027 | Sub,Tube,TiGr2,for MK7T2,28"L,16"Ins. w/BVA, 25"Ins. noBVA | 0 | 0 | 107 | 0 | Lab-Ovh
S621H-3-2-7 | Elec,Conductivity,K=0.1,SS,1.5"Sanitary,Peek Insert,PT1K | 0 | 0 | 0 | 0
871PH-1F1A3425M | ELEC,871PH-1F1A-34,25M CABLE LENGTH | 0 | 518.79 | 308.337 | 297.553 | Lab-Ovh
C84-M10-TO | Sub,Cable,4C,10M,Strip and Tin,3 wires#T0BTV-05-01 | 0 | 0 | 17.029 | 13.98 | Lab-Ovh
871PH-1A1A-530 | Elec,871PH-1A1A-5,30FT CABLE LENGTH | 0 | 483.69 | 281.255 | 270.657 | Lab-Ovh
PH10-1N2A-2FN | Elec,Dolphin,PH,DOME BULB,W/GUARD,PT1000,20FTCABLE,LUGS,FN | 0 | 257.29 | 149.976 | 137.78 | Lab-Ovh
BS811ZF | Acce,BVI O-RING KITS,EPDM | 0 | 54.5 | 13.809 | 15.57 | Lab-Ovh
H035-S078 | Elec,pH,bluPC,SJ, BLK rotatedPG13.5cap,3M,bluBNC,APAC | 0 | 0 | 11.4286 | 15
ISE-8902 | Elec,WaterHardness,DJ,12mmx110mm,Refill.,Glass,#WHA1502-003B | 0 | 0 | 28.696 | 0
R035-S097 | Elec,ORP,redPC,GD disc,SJ,BLKrotatedPG13.5cap,3M,redBNCAPAC | 0 | 0 | 46.5143 | 65
SUR1505-003B | Elec,Surfactant,DJ,12X110mm Epoxy body,Sealed Reference | 0 | 0 | 10.654 | 1.489
R035-S098 | Elec,ORP,redPC,GD pin,SJ,BLKrotatedPG13.5cap,3M,redBNCAPAC | 0 | 0 | 20.4286 | 30
BS809SZ | BVI Cable Sensor 871CR | 0 | 0 | 0 | 0
CCDBTTJB34SS0 | COND, K=0.1 8550 THERMISTOR JUNCTION BOX 3/4" MNPT SS TAG | 0 | 290 | 162.645 | 162.066 | Lab-Ovh
PHGPG0QD7S0C | Elec,ORP,Pt Band,SJ,3/4"MPT Kynar wGuard,LCJ,VP8,Cal Cert | 0 | 157 | 77.779 | 66.459 | Lab-Ovh
CCDBTRJB14R00 | Elec,COND, K=0.1, PT1000, Junction Head Box, 4908 Style | 0 | 525 | 229.242 | 229.242 | Lab-Ovh
EP463B | Acce,adapter,MNTG 1" KYNAR(MD0031K) | 0 | 8.79 | 2.574 | 2.51 | Lab-Ovh
CERT-65EP | Cert, for instrument 876PH-TXFN-7 | 0 | 75 | 1.619 | 0 | Lab-Ovh
TU90-TEE | Acce,Turbidity Tee fitting assy,Gray CPVC | 2 | 40 | 10.631 | 10.631 | Lab-Ovh
TU90-CAL | Acce,Turbidity Calibration fixture assy,Gray CPVC | 4 | 0 | 81.429 | 80.004 | Lab-Ovh
M34-010-001 | Sub,Plug,grey CPVC,for Turbidty Cal Tee | 1 | 0 | 30.957 | 0 | Lab-Ovh
M2000 | Elec,ORP,PLAT Band,DJ,12mmX110mm,Glass,Green & Red wires,2" | 2 | 75.4 | 32.775 | 27.033 | Lab-Ovh
6730ADN-090 | Sub,Plat Band,DJ,8x90mm length | 10 | 0 | 25.835 | 23.175 | Lab-Ovh
00280006 | Raw,soaking bottle,1/2"NPT,CLR ABS,APAC MADE | 8695 | 0 | 0.882 | 0.6
BS805TW | Sub,bushing,hex,CPVC,1-11 1/2NPT" | 0 | 0 | 36.953 | 33.792 | Lab-Ovh
H035-SP001-8FT | Elec,pH,ASGVIII,Blue PC,12x120mmL,SJ,8FT cable, BNC | 0 | 0 | 0 | 0
R035-SP001-8FT | Elec,pH,PT disc,Red PC,12x120mmL,SJ,8FT cable, BNC | 0 | 0 | 0 | 0
SI1L1V1A-045-5F | Sub,Stem,pH,5F,0.235"OD x 1.8" Length | 0 | 0 | 0.934 | 0 | Lab-Ovh
M1000-5F | Elec,pH Stem,X-5F,Glass,Black wire,5"L,Tinned Lead. | 10 | 28 | 3.511 | 3.044 | Lab-Ovh
7503AS-110 | Sub,Glass Body,12x110mm,Refill,0.148/0.158"ID,0.45" Distance | 8 | 0 | 0.285 | 0.277 | Lab-Ovh
00070119-110 | Sub,Cut,Barium, 11.9mm (.469") x 110mm (4.33") Length | 0 | 0 | 0.035 | 0
X0177CG | 1-1/2 X 1-1/4 CPVC MALE SLIP BUSH. | 0 | 0 | 0 | 0
X0177CH | 1-1/2 X 1 CPVC MALE SLIP BUSH. | 34 | 0 | 10.46 | 10.46
X0177CJ | 1-1/2X1,SCH.80 MALE SLIP X FPT CPVC BUSH. | 42 | 0 | 12.34 | 12.34
X0173JZ | 1-1/2 SOCKET, SCH.80, CPVC TEE | 2 | 0 | 18.03 | 18.03
M1000 | Elec,pH,X-2,DJ,12mmX110mm,Glass,Green & Red wires,2" | 4 | 27.81 | 13.084 | 12.277 | Lab-Ovh
00050600 | Raw,Tubing,Epoxy, Black, 0.600"OD x 0.520"ID | 41.8 | 0 | 3.63 | 7.51
V-AV100-33B | Elec,pH,XVF,Tuff Tip,Ceramic,3/4"MNPT Ryton,Short Hex,10M | 1 | 153 | 33.402 | 33.043 | Lab-Ovh
16109562 | Raw,Oakton Traceable Conductivity and TDS Standard 1413uS | 0 | 0 | 91.12 | 91.12
CCDCTRJB10000 | Elec,COND,K=1.0,TI/PEEK,PT1K,J-box,16"L tube | 0 | 0 | 227.581 | 208.481 | Lab-Ovh
107N | Elec,Cond,K=10.0,Plat,12x130mm,Epoxy,10K,#5731302-64-10I8J | 0 | 0 | 44.996 | 16.002
OSP-COAT-03 | Outside Processing Over-Coating for SS100AH | 0 | 0 | 2.375 | 2.375
M26-017-019 | Sub,Junction,Porous Teflon,OD 0.410"x0.400"L,T-0230/S | 200 | 0 | 1.602 | 0 | Lab-Ovh
EOR-LA-001-05BN | Elec,ORP,PC,Red,Pt Disc 0.195",DJ,Red TPV Boot,Coax,5FT,BNC | 4 | 47.98 | 23.611 | 18.693 | Lab-Ovh
EPH-LA-001-05BN | Elec,pH,PC,Blue,ASGVIII,DJ,Blue TPV Boot,Coax,5FT,BNC | 7 | 32.03 | 13.377 | 12.807 | Lab-Ovh
C32-005-BDS | Sub,Cable,C32,5F,Red TPV molded Boot,Male BNC | 0 | 0 | 3.767 | 3.499 | Lab-Ovh
PHG1GT204C00 | Elec,pH,X5,DJ,8550,3/4"Kynar w/GD,GND,20F,w/BVA | 0 | 1310 | 578.767 | 593.484 | Lab-Ovh
99035855 | Raw,Wire,C-43,Hook-up,22 ga,Green color,Teflon coated | 563.778 | 0 | 0.205 | 0.21
00284229 | Raw,LED255nm, EOLD-255-012, TO-46 | 0 | 0 | 52.86 | 0
XC-PAH101-SD | Elec,Fluorometer Crude Oil,Ti,0.875"x4.7",NTC-30K,0-3V,TX | 0 | 0 | 197.7 | 0 | Lab-Ovh
XC-BTEX | Elec,Fluorometer BTEX,Ti,NTC-30K,AMP CONN,RS485 | 0 | 0 | 397.95 | 0 | Lab-Ovh
XC-BTEX2 | Elec,Fluorometer BTEX,Ti,NTC-30K,TeledynCONN,RS485 | 0 | 0 | 504.305 | 0 | Lab-Ovh
6731301S-4-3B | Elec,Conductivity,K=0.1,Graphite,12x110mm,Epoxy | 0 | 0 | 0 | 0
XC-BTEX101-SD | Elec,Fluorometer BTEX,Ti,0.875"x4.7",NTC-30K,0-3V,TX | 0 | 0 | 303.561 | 0 | Lab-Ovh
SI1L1V1B5-136 | Sub,stem,pH,ASG V,Dome,0.235"x5.35"L#H0OADS-02-01 | 0 | 0 | 0.797 | 0 | Lab-Ovh
CUGB-0001 | Elec,ISE,CU43,Blk Ryton Housing,Cupric,Solid State,DJ,5M,BNC | 0 | 0 | 56.565 | 0 | Lab-Ovh
PBGB-0001 | Elec,ISE,PB43,Blk Ryton Housing,Lead,Solid State,DJ,5M,BNC | 0 | 0 | 39.391 | 0
M01-002-025 | Sub,Housing,Blk Ryton,Nipple,Hex,5"L,3/4"NPT#CUGBZ-04-01-R | 0 | 0 | 11.948 | 0 | Lab-Ovh
1000F3372-001 | Raw,Kynar, Front junction rod | 0 | 0 | 0 | 0
1000F3370-001 | Raw,1'' sensor nose, PEEK, Molded | 0 | 0 | 0 | 0
6866900 | Raw,1'' sensor base, PEEK, Saltbridge - Molded | 0 | 0 | 0 | 0
100F3373-01 | Raw,Ceramic, Rear junction rod | 0 | 0 | 0 | 0
2835000 | Raw,FILTER, 0.45 MICRON CARTRIDGE TYPE | 0 | 0 | 0 | 0
6866100 | Raw,Seal, Salt Bridge, Outer, PHD, Santoprene TPE 101-73 | 0 | 0 | 0 | 0
6866700 | Raw,Seal, Salt Bridge, Inner, PHD, Santoprene TPE 101-73 | 0 | 0 | 0 | 0
5473701-80-3B | Elec,pH,DJ,X5,4mmX80mm,Refillable Reference,Reduced Tip | 0 | 0 | 3.686 | 1.672
CU12-XXX1 | Elec,ISE,Cupric,module,Grey PVC,solid state,gold pin#003341 | 0 | 0 | 28.333 | 0 | Lab-Ovh
V-C350E-16H | Elec,pH,X-VD,DJ,Guarded,3/4"NPT Ryton/Graphite,PT1K,16ftCbl | 0 | 0 | 41.918 | 0 | Lab-Ovh
22175712 | Raw,O-Ring,Viton 75, 5-712, 0.313"ID x 0.50"CS | 60 | 0 | 0.46 | 0.46
BS805YW-50M | Assy-Cable Assembly, 50M | 0 | 0 | 580.224 | 0
22172117 | Raw,O-Ring,Viton 75, 2-117, Brown Color | 568 | 5.44 | 0.32 | 0.32
99034014 | Raw,cable assy, JST SHLP-05V-S-B,with 4xAWG30 wire(white&re) | 690 | 0 | 2.302 | 1.08
192FL57-010T | Elec,Fluoride,DJ,3/4"NPT CPVC,Ceramic. | 1 | 0 | 51.886 | 51.886 | Lab-Ovh
22430006 | Raw,X-ring,EPDM70,#325 | 23514 | 0 | 0.215 | 0.5532
1000F3371-001 | 1'' sensor base, PEEK, Saltbridge - Post machined | 0 | 0 | 0 | 0
25M6A1021-119 | 1.5M Equi-Transferrant Salt Solution | 0 | 0 | 0 | 0
1000F3361-001 | Fab-ground rod nose, Titanium | 0 | 0 | 1.85 | 0
1000F3363-001 | Fab-spacer, large 1'' differential sensor | 0 | 0 | 0 | 0
1000F3362-001 | Fab-Ground Rod Base, Titanium | 0 | 0 | 0 | 0
1000F3365-001 | Fab-small bushing, PEEK | 0 | 0 | 0 | 0
5739602W-003B | Elec,Plat Wire,SJ,12X115mm,Epoxy Body | 0 | 0 | 0.01 | 0.01
25M1A1025 | pH7 Buffer solution | 0 | 0 | 0 | 0
2731312-31-010T | Elec,Cond.,K=1.0,Graphite,PT100,12mmX110mm | 0 | 0 | 0 | 0
44005400 | Raw,Label WP,1" x .375",OL5400WI | 0 | 0.00803 | 0 | 0.00803
APLF0001805 | Elec,Chloride Gel Filled,w/Hach test report#CL01505-003B | 0 | 222.5 | 46.633 | 46.633 | Lab-Ovh
APLF0001802 | Elec,Fluoride Gel Filled,w/Hach test report#F001505-003B | 0 | 208.83 | 41.161 | 41.161 | Lab-Ovh
450240BL-0001 | Sub,Cap,blue,PG13.5,REMACHINE,#HT28L-F4-05 | 19 | 0 | 1.417 | 1.417 | Lab-Ovh
449004-0034 | Sub,Cap top,Blk ABS,0.67"ODx0.42"L,HT28L-F4-06 | 38 | 0 | 2.329 | 2.329 | Lab-Ovh
M01-061-005 | Sub,Body,Blk Polymer,0.472"x5.32"L,Telfon base,#HT28L-F4-03 | 5 | 0 | 4.22 | 4.22 | Lab-Ovh
C91-M01-TN | Sub,Cable,CE,1M,4 wires,Tinned,pH,Ref,TCs,Shrink Tubes | 0 | 0 | 7.142 | 7.142 | Lab-Ovh
SI1D11B3-062 | Sub,stem,pH,ASG III,Dome,0.115"x0.62"L#HGASG-02-02 | 0 | 0 | 0.011 | 0
TP5119000110AB | Elec,Plat,DJ,Kynar T/L,Flush ceramic | 1 | 367.15 | 64.352 | 60.95 | Lab-Ovh
C2-046-HA | Sub,Cable,HA,C2,46 Feet,Connector:77280014,Cable:99030517 | 0 | 0 | 29.536 | 25.147 | Lab-Ovh
CT40-DV01 | Elec,CT,Epoxy BLK,Carbon,K=0.45,30K#CT40L-C06-45X-QM01H8 | 2 | 0 | 44.928 | 39.207 | Lab-Ovh
C87-M01-DK | Sub,Cable,DK,5C cable#200024,1M,8-Pin Din#77020278 | 0 | 0 | 12.303 | 0 | Lab-Ovh
OSP-PASS-03 | Passivation & Electropolish for EP479BA | 0 | 0 | 200 | 0
44002012 | Raw,Label Gecko for Electrode Body | 4 | 167.04 | 0.03188 | 167.04
CU12-SEMI | Elec,ISE,Epoxy BK Solid,_,DJ#CU12L-X00-Z0X-X000XX | 0 | 0 | 77.724 | 0 | Lab-Ovh
S-CU12Q-01 | Sub,ISE Body Assy,Clr Epoxy,Fastfill Cap,Refill,#CU12Q-06-07 | 0 | 0 | 0 | 0
SI1L1V2B5-136 | Sub,Stem,pH,ASG V,Dome,0.235"ODx5.35"L,Annular Ceramic | 15 | 0 | 1.764 | 1.6843 | Lab-Ovh
SI1L1V2KK-136 | Sub,stem,ORP,2.5nmmPt Disc,0.235"ODx5.35"L,Annular Ceramic | 2 | 0 | 5.2 | 4.514
XC-CHLAB | Elec,Fluorometer Chlorophyll-A+B,Ti,NTC-30K,6PIN Amp,RS485 | 0 | 0 | 300.413 | 354.179 | Lab-Ovh
TP5711V01S10ET | Elec,pH,DJ,X1F,TB557,3K,Ceramic Tuff tip | 0 | 0 | 31.411 | 13.001
XC-CHLAB-EU01 | Elec,Fluor Chlorophyll-A+B,Ti,0.875"x4.7",NTC-30K,0-3V,T,EUR | 1 | 843 | 207.476 | 261.078 | Lab-Ovh
XC-CHLAB-EU0124 | Extended Warranty Service, 24 months | 0 | 71.66 | 0 | 0
00287030 | Raw,Push Button M8 x 1 Chromed | 0 | 0 | 11.99 | 0
00220150 | Raw,Barstock,PVC 1-1/2"Dia,Gray color | 10 | 0 | 3.16 | 3.16
22310001 | Raw,Cable Gland Flex, M12 x 1,5 IP68, White | 0 | 0 | 0 | 0
99039550 | Raw,Cable 6-22 Shielded White PVC,50ft | 0 | 0 | 0.09716 | 0
HS010BF | BAR,1.5" VIRGIN PEEK 2260 | 4 | 0 | 115.25 | 115.25
C91-010-UYB | Sub,Cable,CE,10F,BNC w/blk Boot,Male insulated spade 220207 | 243 | 0 | 5.78 | 8.09 | Lab-Ovh
77280002 | Raw,BLACK PVCboot,0.935"ID×1.0"L,Wall thickness0.06”,w/ hole | 25 | 0 | 1.3835 | 1
77280003 | Raw,YellowPVCboot,0.935"ID×1.0"L,Wall thickness0.06”,w/ hole | 536 | 0 | 1.47 | 0.07
4IM00451 | Doc,Fluorometer,Chlorophyll-A,digital,standalone,AMP | 0 | 0 | 0 | 0
MPE-CHLA-02 | Elec,FluoChlorophyll-A,Ti,TeledynCONN,0-3V | 0 | 0 | 345.631 | 0 | Lab-Ovh
660182 | Raw,Label,Zebra 3" x 1" Z-Ultimate 4000T Label,roll | 4 | 0 | 167.04 | 167.04
ARHANDLING | Handling Fee | 0 | 0 | 0 | 0
ARTRANSPORT | Transportation Fee | 0 | 0 | 0 | 0
MPE-CHAB-01 | Elec,FluoChlorophyll-A+B,Ti,TeledyneCONN,RS485#XC-CHLAB2 | 0 | 0 | 406.768 | 0 | Lab-Ovh
93X219030 | Elec,Cond.,K=10.0,Plat,#13-620-162,Epoxy body | 0 | 0 | 53.602 | 14.466
MPE-CHAB-02 | Elec,FluoChlorophyll-A+B,Ti,TeledyneCONN,0-3V | 0 | 0 | 346.075 | 0 | Lab-Ovh
77023504 | Raw,Connector,8 pin Din,Cable Mount,Amphenol | 50 | 0 | 9.58 | 9.58
MPE-TRYP-01 | Elec,FluoTryptophan,Ti,TeledyneCONN,RS485#XC-TRYP2 | 0 | 0 | 494.154 | 0 | Lab-Ovh
MPE-TRYP-02 | Elec,FluoTryptophan,Ti,TeledyneCONN,0-3V | 0 | 0 | 434.848 | 0 | Lab-Ovh
MPE-CBLE-01 | Acce,cable,6P F Teledyne to T,1M#FLUO-CABLE2-1M | 0 | 0 | 198.652 | 0 | Lab-Ovh
MPE-CBLE-05 | Acce,cable,6P F Teledyne to T,5M#FLUO-CABLE2-5M | 0 | 0 | 416.245 | 0 | Lab-Ovh
MPE-CBLE-10 | Acce,cable,6P F Teledyne to T,10M#FLUO-CABLE2-10M | 0 | 0 | 481.058 | 0 | Lab-Ovh
BS811ZK | Acce,Kit,O-Ring Replacement for BS806GE, EPDM | 0 | 36.92 | 8.786 | 10.548 | Lab-Ovh
99001077EB-200 | Acce,Cable,TPR Cable,AmplifierBuilt In with BNC & MoldexConn | 0 | 0 | 147.705 | 0
SI1L1V2KK-125 | Sub,stem,ORP,2.5nmmPt Disc,0.235"ODx4.92"L,Annular Ceramic | 0 | 0 | 2.33 | 0 | Lab-Ovh
SI1L1V2B5-125 | Sub,Stem,pH,ASG V,Dome,0.235"ODx4.92"L,Annular Ceramic | 0 | 0 | 0 | 0 | Lab-Ovh
6739694-005B | Elec,Plat, SJ, 12mm X 90mm, Sealed,Epoxy body | 0 | 0 | 0 | 0
C2-027-HA | Sub,Cable,HA,C2,27 Feet,Connector:77280014,Cable:99030517 | 0 | 0 | 22.582 | 15.19
BS807CX-9M | CABLE ASSY, PVC, LUGGED, 9M | 0 | 0 | 34.83 | 0 | Lab-Ovh
00030038 | Raw,PIPE CPVC 1-1/2" SCH80,Grey | 5 | 0 | 4.97 | 4.97
NH4AS01 | Solu,Activity Standard,475mL,Ammonium 0.1M NH4Cl | 0 | 0 | 2.162 | 1.525
C15-005-HA | Sub,Cable,HA,C15,5 Feet,Hank:77280014,Cable:99030015 | 0 | 0 | 1.855 | 0 | Lab-Ovh
BS811RK-F049 | Acce,49ft patch cable, stnd temp,spade lug#6 | 0 | 726.11 | 207.461 | 0 | Lab-Ovh
EP307B2P1T2P1 | ELECTRODELESS CT | 0 | 446.23 | 321.577 | 0 | Lab-Ovh
PH12-3P12S-AA | ELEC,12MM PH,FLAT BULB,PEEK,120MM,PT1K,S CONN,ATEX | 0 | 864.46 | 625.533 | 0 | Lab-Ovh
ORP10-1N2A-3 | Elec,Dolphin,ORP,PT,PT1000,30FT CABLE,PIN LUGS | 0 | 375.02 | 251.6 | 0 | Lab-Ovh
573V928-003B | Elec,pH,SJ,12mmX115mm,Calomel,Epoxy Body | 0 | 0 | 8.149 | 3.595
871FT-4H3D3R | ELEC,FT CT,IND-LOW,3",316SS,PEEK,ANSI150,PT1K | 0 | 6464.96 | 5205.688 | 0 | Lab-Ovh
44141414-DW | PNS,Box,Shipping,14x14x14 Double Wall | 0 | 2.4753 | 2.58 | 2.58
P0170UU-0017FT | Acce, cable, 17FT length | 0 | 122.03 | 34.762 | 34.865 | Lab-Ovh
FIT12-1NB025L | SENSOR HOLDER PROTECTION,W/GUARD,1"NPT,25MML,316SS | 0 | 622.81 | 593.776 | 594.76 | Lab-Ovh
875PH-B2Z-AC | PH/ORP/ISE ANALYZER,220VAC,PIPE,NO CERT,STM DOOR,HART | 0 | 483.12 | 154.787 | 151.44 | Lab-Ovh
876EC-TYAN-7 | ELECTRODELESS CT INTELLIGENT TRANSMITTER | 0 | 278.87 | 92.922 | 86.378 | Lab-Ovh
871CR-B3T1C1E1 | ELEC,CT R-SENSOR,0.1,PEEK,TI,3/4"NPT,PEEK BUSH,PT1K,40FT,#6 | 0 | 640.53 | 543.459 | 543.459 | Lab-Ovh
871EC-RE0-34V | Elec,CT,Large Bore PEEK,100K,Cable PER SO,NoLUG,VT | 0 | 0 | 339.405 | 0
871EC-RE034V10M | Elec,871EC-RE0-34V,10M cable length | 0 | 550.87 | 402.344 | 389.289 | Lab-Ovh
PH10-1N1A-2H | Elec,Dolphin,PH,DOME BULB,W/GUARD,PT100,20FT HT CABLE,PINLUG | 0 | 294.43 | 189.072 | 189.072 | Lab-Ovh
871A-4D-3 | Elec,ORP probe,Pt,PT1k,w/PCB,CABLE PER SO | 0 | 0 | 96.729 | 0
871A-4D-3-50 | Elec,871A-4D-3,50FT cable length | 0 | 310.03 | 153.982 | 153.829 | Lab-Ovh
871PH-3A1A-E | Elec,pH,Ryton,Bulb,w/PCB,PT1K,TI,Ceramic jct,20ft Cable,pinM | 0 | 438.01 | 251.78 | 236.44 | Lab-Ovh
EP485QNL2000UXX | Acce,Calibration Plug for 871EC | 0 | 215.32 | 106.206 | 110.096 | Lab-Ovh
EP485QNL0005MXX | Acce,Calibration Plug for 871EC | 0 | 215.32 | 106.206 | 110.096 | Lab-Ovh
P0170UU-10FT | Acce,Cable,10FT | 1 | 50.66 | 14.371 | 14.474 | Lab-Ovh
875CR-A1C-AC | CT/RESISTIVITY ANALYZER 120VAC,50/60Hz,PANEL,CSA,STORM,HART | 0 | 386.48 | 126.542 | 0 | Lab-Ovh
871FT-2G1A1T | ELEC,FT CT,IND-LOW,2",PEEK,TRI-CLAMP,PT100 | 0 | 2744.13 | 2550.316 | 2180.86 | Lab-Ovh
871FT3H4C3T3CV& | Elec,871FT-3H4C3T-3CV, 50FT Cable length,EP510T Replace | 0 | 5262.99 | 4740.668 | 4665.61 | Lab-Ovh
77330590KF | Raw,Temperature Compensator,Analog T/C AD590KF | 0 | 0 | 23.111 | 23.111
SI1L5I1A5-070 | Sub,stem,pH,ASG V Flat,0.235"/0.195"x2.76"L#H0PTA-02-01 | 0 | 0 | 1.727 | 0 | Lab-Ovh
M05-003-004 | Sub,Press cap,316SS,0.472"ODX0.284"L | 0 | 0 | 2.308 | 0 | PROX Lab
450090-0008 | Sub,Valve Extention,blk,ABS,0.31"ODx1.31"L,NOPTC-04-04 | 90 | 0 | 4.705 | 4.484 | PROX Lab
MULT-MT01 | Elec,Multi,pH/ORP/CT/TC,PVC,1.315"OD x 8"L,RS485 | 5 | 0 | 265.701 | 228.434 | PROX Lab
BS813GW | PH12 SS 1'' NPT BUSHING MOUNT | 50 | 0 | 35.75 | 35.75
00280409 | Raw,Tee Body, 2"pipe size, light grey, for Turbidity | 137 | 0 | 4.1454 | 2.82
00224569 | Raw,Tee Cap, 2"pipe size, light grey, for Turbidity | 137 | 0 | 0.8967 | 0.61
4IM00452 | Doc,Fluorometer,Chlorophyll-A,digital,standalone,Teled | 0 | 0 | 0 | 0
4IM00453 | Doc,Fluorometer,Chlorophyll-A,0-3V,Sonde,EUREKA | 0 | 0 | 0 | 0
4IM00454 | Doc,Fluorometer,Chlorophyll-A,0-3V,Sonde | 0 | 0 | 0 | 0
4IM00455 | Doc,Fluorometer,Chlorophyll-A+B,digital,standalone,AMP | 0 | 0 | 0 | 0
4IM00456 | Doc,Fluorometer,Chlorophyll-A+B,digital,standalone,Teled | 0 | 0 | 0 | 0
4IM00457 | Doc,Fluorometer,Chlorophyll-A+B,0-3V,Sonde,EUREKA | 0 | 0 | 0 | 0
4IM00458 | Doc,Fluorometer,Chlorophyll-A+B,0-3V,Sonde | 0 | 0 | 0 | 0
4IM00459 | Doc,Turbidity manual, digital | 0 | 0 | 0 | 0
ELM-005 | Elec,pH,DJ,XVD,Lead free,Peek Pharmacia,Teflon,Ferrite,KNO3 | 280 | 107.14 | 67.774 | 67.774 | Lab-Ovh
BS813PV | SUB,PEEK TUBE 12MM ETCHED | 0 | 0 | 214.991 | 0
00284221 | Raw,LED,Optek / TT Electronics# OPV330 | 9 | 0 | 6.4 | 6.4
00190031 | Raw,Screw,M2 x 5mm Phillips Countersunk,SS316,25 pak | 20 | 0 | 0.2736 | 0.2736
15190007 | Raw,Socket Head Screw,18-8 SS,M3 x 0.5 mm Thread, 8 mm Long | 82 | 0 | 0.054 | 0.0545
BS807FM | $ FLANGE,3",HAST C 1439 | 0 | 0 | 1455.5 | 1455.5
BS807VM | RTD ASSY | 0 | 0 | 812 | 812
BS807KJ | $ SLEEVE INSUL 3" HAST 2144 | 0 | 0 | 674.28 | 674.28
7M1007 | Raw, Chem, Gel Powder, Guar Gum | 0 | 0 | 0 | 0
C2-016-UF | Sub,Cable,UF,C2,16F,Strip & tin,Male BNC,Cable: 99030517 | 0 | 0 | 11.231 | 9.575 | Lab-Ovh
SI1L1V2C-130-5 | Sub,Stem,pH,GX-5,0.128"ODx130mm Length | 20 | 0 | 0.017 | 0
BS814NY | Raw,2" ASA Flange,300L,FLO-THRU,HAST-C-276 | 0 | 396.2 | 113.2 | 0
CCDATTJB34SS0 | Elec,COND, K=0.01,8550, Junction Box,3/4" threading,SS Tag | 0 | 406.35 | 171.555 | 198.094 | Lab-Ovh
2010461S-80 | Acce,Cable,F6 to Hanked,80' Length,Coax w/3 Conductor,S=ZV C | 0 | 360.49 | 87.149 | 89.653 | Lab-Ovh
315150EM | Sub,Ag Wire,.015" OD,150mmL,AgCl plating, Emerson2001532 | 0 | 0 | 0.466 | 0
PHS-0101-3B | Elec,pH,ASG VIII,blue polymer,SJ,3F,BNC#H035-S080 | 0 | 0 | 12.09 | 12.09
PW-40 | Elec,pH,ASG VIII,grey PC,SJ,3FT, BNC#H031-S034 | 0 | 0 | 8.59 | 8.59
PH-5016-3B | Elec,pH,ASG VIII,glass,DJ,3FT,BNC#H014-D018 | 0 | 0 | 11.81 | 11.81
SI1I4G1B7-102 | Sub,stem,pH,ASG VII,Slight Dome,.195"/.165"x4"L#H0HKC-02-01 | 0 | 0 | 0 | 0 | Lab-Ovh
M07-010-038 | Sub,Tube,CPVC,Grey,0.235"ODx4"L,#H0HKC-04-01 | 0 | 0 | 0 | 0 | Lab-Ovh
H0HK-SEMI-CPVC | Elec,pH,CPVC,0.235"ODx4"L,ASGVII(slight Dome),2"Blk wire | 0 | 31.98 | 6.395 | 0 | Lab-Ovh
M26-017-022 | Sub,Junction Base,Teflon,0.25"ODx0.25"L,#F0HKC-04-01 | 90 | 0 | 0 | 0 | Lab-Ovh
M01-010-092 | Sub,Housing,CPVC,Grey,.325"ODx3.15"L,CeramicPin,#F0HKC-04-03 | 6 | 0 | 3.7 | 3.7 | Lab-Ovh
RE54-LINK-SF | Elec,ORP Combo, PT band,1/2 NPT In-line. ROHS2 | 182 | 0 | 35.0725 | 22.01
A779861-220-DL | Elec,Plat,DJ,220mm "A" length | 0 | 0 | 0 | 0
HE54-LINK-SF | Elec,pH,ABS BK,ASGVIII,DJ#HE54A-L00-D0X-X000FB | 200 | 0 | 17.7907 | 12.1025
PH-X6733581 | Elec,pH,X-2,SJ,AC,12x75mm,No logo,No O-ring,#6733581-010B | 0 | 0 | 17.341 | 0 | Lab-Ovh
CCDDCT2034SS0 | Elec,COND,K=10,Graphite,8550 thermistor,20ft cable,3/4" NPT, | 0 | 299.6 | 140.06 | 180.018 | Lab-Ovh
871FT4G2B3R3CP9 | Elec,871FT-4G2B3R3CP, 9M cable length | 0 | 8366.84 | 7520.548 | 6999.3 | Lab-Ovh
EP485A3H0050MXX | Acce,Calibration Plug for 871FT | 0 | 154.83 | 70.045 | 63.019 | Lab-Ovh
EP485A3H0250MXX | Acce,Calibration Plug for 871FT | 0 | 154.83 | 52.874 | 58.691 | Lab-Ovh
875CR-D3F-A | CT/RESISITVITY ANALYZER,24VDC,SURFACE,FM,STORM DOOR | 0 | 396.55 | 242.232 | 140.12 | Lab-Ovh
P0170UU-045FT | Acce,Cable - 45 Ft, No Preamp Sensor, Std Temp | 0 | 301.51 | 86.044 | 86.147 | Lab-Ovh
875EC-D2C-AC | ELECTRODELESS CT ANALYZER,24VDC,PIPE,CSA,STORM D,HART | 0 | 533.19 | 268.325 | 163.234 | Lab-Ovh
871FT-3H2C3T | ELEC,FT CT,IND-HI,3",HAST,PCTFE,ANSI150,PT100 | 0 | 4154.61 | 8990.4 | 9919.567 | Lab-Ovh
BS805RG-20 | CABLE ASSY 871C,20FT | 0 | 0 | 37.885 | 0
A773792-120-DL | Elec,pH,DJ,X2D,120 "A" length, Autoclavable | 0 | 0 | 0 | 0
871EC-RE0-3-20 | Elec,CT,871EC-RE0-3,20FT Cable Length | 0 | 509.77 | 362.13 | 351.565 | Lab-Ovh
ORP10-1P2A-3 | Elec,Dolphin,ORP,PT,W/PCB,PT1000,30FT CABLE,PIN LUGS | 0 | 329.71 | 224.673 | 178.307 | Lab-Ovh
EP485A3F0100UXX | Acce,Calibration Plug for 871FT | 0 | 174.26 | 44.015 | 57.825 | Lab-Ovh
EP485A3G0100UXX | Acce,Calibration Plug for 871FT | 0 | 174.22 | 83.866 | 57.794 | Lab-Ovh
EP485A3G1000UXX | Acce,Calibration Plug for 871FT | 0 | 174.22 | 73.243 | 57.794 | Lab-Ovh
EP485A3H0100UXX | Acce,Calibration Plug for 871FT | 0 | 174.22 | 73.243 | 57.794 | Lab-Ovh
871EC-TF2-3V-20 | ELEC,871EC-TF2-3V,20FT cable length | 0 | 745.45 | 456.999 | 540.307 | Lab-Ovh
871EC-HP0-3V-20 | Elec,871EC-HP0-3V,20FT Cable Length | 0 | 409.98 | 306.89 | 316.789 | Lab-Ovh
6000-130/M-001M | Acce,Cable,1M Extension Wire Cable For 870PH,871EC | 0 | 35.36 | 10 | 10.103 | Lab-Ovh
A573702-180-DL | Elec,pH,DJ,X2,Autoclavable,6X180mm,Refill | 0 | 0 | 0.991 | 0
BS806HD-25 | CABLE ASSY,125C LGLESS 427, 25ft. | 0 | 0 | 88.68 | 0
M01-010-089 | Sub,Coil Body,1.6"ODx4.83"L,CPVC,Torodial,BKCT-04-01 | 15 | 0 | 16.556 | 16.299 | Lab-Ovh
A773792-320-DL | Elec,pH,DJ,X2D,320mm "A" length, Autoclavable | 0 | 443.78 | 11.557 | 8.122
BKCT100 | Elec,Cond,Toroidal,1.5"CPVC,0-100mS=4-20mA,50Ft,#C3254.2 | 0 | 752 | 199.558 | 187.081 | Lab-Ovh
M01-010-090 | Sub,Housing,CPVC Grey,1.9"ODx18"L,1-1/2"NPT#BKCT-04-02 | 8 | 0 | 13.332 | 13.07 | Lab-Ovh
C2-009-WI | Sub,Cable,WI,C2,10 feet,See Note | 0 | 0 | 9.516 | 6.228
PH7V2P0-S8 | Elec,pH,X-5,DJ,12X120mm,Black Polymer,Sealed | 1 | 0 | 21.06 | 10.57 | Lab-Ovh
1606642N-20B-06 | Elec,Plat,DJ,MKIA 6" Kynar W/3/4"MNPT Thread,Guard,SPR | 1 | 360.72 | 76.784 | 69.421 | Lab-Ovh
88280000 | Raw,soak cap, black plastic, GECKO supplied | 499 | 0 | 0 | 0
5770801-S7 | Elec,Silver,DJ,12mmX110mm,Refill,KNO3 | 1 | 284.51 | 48.52 | 40.319 | PROX Lab
88000071 | Raw,Magnet hollow40,8x16mm,customer supplied,STIRI-09-01 | 0 | 0 | 0.8103 | 0
88000072 | Raw,Magnet hollow75,8x40mm,customer supplied,STIRI-19-01 | 0 | 0 | 0.73 | 0
88000073 | Raw,PCB40,10.5x28.8mm,customer supplied,STIRI-09-02 | 0 | 0 | 0 | 0
88000074 | Raw,PCB75,10.5x52.8mm,customer supplied,STIRI-19-02 | 0 | 0 | 0 | 0
SMPT-ODO | Elec,ODO,black ABS,OD12x125mmL,EDAC CONN,USB-MODBUS | 0 | 260 | 402.689 | 154.481 | Lab-Ovh
A773792M-280-DL | Elec,pH ,X2D,Short Reservoir,280mm,Autoclavablle | 0 | 0 | 0 | 0
871EC-SP0-34-25 | Elec,871EC-SP0-34,25FT CABLE LENGTH | 0 | 263.37 | 158.982 | 168.081 | Lab-Ovh
871CR-B2T1H1B1 | Elec,CT,R-Sensor,0.1,HTC,PVDF,TI,1"SSBVA,PT1K,20FTHT,#6 | 0 | 811.3 | 620.692 | 597.136 | Lab-Ovh
BS809PV | Sensor Body Assembly, BVI | 0 | 0 | 334.888 | 656.31
449016-0007 | Sub,Anode Cap Assy,1.395"Lx0.375"ID,ABS BLK,DOCHV-44-08 | 46 | 0 | 2.654 | 0.873
449016-0008 | Sub,Anode Cap Assy,1.395"Lx0.275"ID,ABS BLK,DOCHV-C4-08 | 134 | 0 | 7.196 | 14.422 | Lab-Ovh
R035-SP007 | Elec,ORP,CLEAR PC,GOLD DISC(3mm),2M,BNC,Aurora drop ship | 0 | 41.97 | 45.5571 | 24.8125
ENV-40-PH-8CM | Elec,pH,XVD,DJ,12X115mm,Sealed Ref,Amber PC,8CM cable,SMA | 0 | 26.25 | 5.743 | 4.139
ENV-40-DO-11CM | Elec,Oxygen,Galvanic,Zinc Anode,AG Cat,No TC,11CM cable,SMA | 0 | 86.95 | 25.084 | 0
ENV-40-ECK0.1-8 | Elec,Cond,K=0.1,12x110mm,Graphite,No TC,8CM cable,SMA | 0 | 39.96 | 10.06 | 9.79
SMPT-PH | Elec,pH,black polymer,OD12x125mmL,DJ,EDAC CONN,USB-MODBUS | 0 | 124 | 50.776 | 50.776 | Lab-Ovh
SMPT-ORP | Elec,ORP,black polymer,OD12x125mmL,PTdisc,DJ,EDAC CONN,USB-M | 0 | 152 | 61.246 | 68.473 | Lab-Ovh
SMPT-NO3 | Elec,NO3,black polymer,OD12x125mmL,DJ,EDAC CONN,USB-MODBUS | 0 | 207 | 84.633 | 84.633 | Lab-Ovh
SMPT-NH4 | Elec,NH4,black polymer,OD12x125mmL,DJ,EDAC CONN,USB-MODBUS | 3 | 217 | 93.705 | 93.705 | Lab-Ovh
SMPT-CL | Elec,CL,black Polymer,OD12x125mmL,DJ,EDAC CONN,USB-MODBUS | 0 | 238 | 96.565 | 96.565 | Lab-Ovh
871EC-HP0-3V10M | Elec,871EC-HP0-3V,10M CABLE LENGTH | 0 | 511.33 | 411.701 | 420.291 | Lab-Ovh
P0170UU-050FT | Acce, cable, 50FT length | 0 | 333.56 | 95.201 | 95.304 | Lab-Ovh
ORP10-1N2A-1H | Elec,Dolphin,ORP,PT,PT1000,10FT HTCABLE,PIN LUGS | 0 | 330.51 | 239.516 | 198.641 | Lab-Ovh
PH12-3P42S-EZZ | Elec,pH,12MM,FT Bulb,PEEK 425MM,PT1K,S,EPDM,No Agency Cert | 0 | 603.54 | 689.541 | 351.279 | Lab-Ovh
SI1F2D1J-043 | Sub,stem,ORP,Pt wire w/Ball,0.135/0.115"x1.7"L#RHHAA-01-01 | 77 | 0 | 9.289 | 10.211
411014-043 | Sub,Cut,Lead Glass , 3mm (0.115") OD, 0.71mm (0.028") wallL | 0 | 0 | 0 | 0
SI1N1V1M-112 | Sub,Stem,ORP,GOld Disk, 0.250Dia, 112mm Length | 3 | 0 | 87.393 | 87.393 | Lab-Ovh
AS345AP | SHAFT INSERTION | 0 | 0 | 28.763 | 32.928 | Lab-Ovh
8000069 | ROD 1-1/8 HEX,304SS | 12 | 0 | 34.83 | 34.83
M07-019-028 | Sub,Tube,TiGr2,for MK7T2,36"L,24"Ins. w/BVA, 33"Ins. noBVA | 0 | 0 | 128.139 | 0 | Lab-Ovh
M07-019-029 | Sub,Tube,TiGr2,for MK7T2,46"L,34"Ins. w/BVA, 43"Ins. noBVA | 0 | 0 | 154.499 | 0 | Lab-Ovh
00280030 | Raw, Stirbar cap housing75, mold Nylon,black,DWG#STIRI-14-2 | 0 | 0 | 0.49613 | 0
00280031 | Raw, Stirbar housing75, mold Nylon,black,DWG#STIRI-14-01 | 0 | 0 | 0.49613 | 0
MK7T2-18RK | Holder,MK7,Ti Gr2,18",15"insert,NO Flush Port&BV,Simriz | 0 | 0 | 3183.6 | 0 | Lab-Ovh
MK7T2-22RK | Holder,MK7,Ti Gr2,22",19"insert,NO Flush Port&BV,Simriz | 0 | 0 | 3175.07 | 0 | Lab-Ovh
MK7T2-183K | Holder,MK7,Ti Gr2,18",6"Insert w/Flush Port&3pc BV,Simriz | 0 | 0 | 4960.067 | 0 | Lab-Ovh
BS813MU | PH12 GRD 1" NPT SS HD 25MM | 0 | 0 | 512.053 | 0 | Lab-Ovh
XC-PTSA201-NSG | Elec,FluorPTSA,GrayPVC,NTC-30K,BT,NSG,6PIN,4-20mA,4WIRE,w/TE | 0 | 1750 | 312.503 | 312.503 | Lab-Ovh
PHCR-30 | Sub,Patch,HCR,3"ODX0.03"THK,glass,no BLK coat | 0 | 0 | 0 | 0
OSP-HON-03 | Drill and Hone | 0 | 0 | 425 | 0
450438-0005 | Sub,CT25 Molded Body,5.15"L,fit Cap 33390013,#CT25A-Y4-01-R | 294 | 0 | 1.614 | 0 | Lab-Ovh
CP621-3S-4S | Elec,Conductivity,K=0.1,Graphite,CPVC,Heishman Connector | 0 | 0 | 1.474 | 0.532
C75-FIT12 | Acce,Fitting,SS316,1/2"MPT,VitonO-Rings,for 1/2"OD Tubes,C75 | 0 | 74.37 | 22.592 | 0 | Lab-Ovh
C75-FIT34 | Acce,Fitting,SS316,3/4"MPT,VitonO-Rings,for 1/2"OD Tubes,C75 | 0 | 101.02 | 31.73 | 22.686 | Lab-Ovh
PHE-5322-10PT1C | Elec,pH,DJ,XV,#199V791-01010BGV12,T/L,PT100 | 0 | 0 | 24.6 | 9.213
C75-FIT1 | Acce,Fitting,SS316,1"MPT,VitonO-Rings,for 1/2"OD Tubes,C75 | 0 | 148 | 39.806 | 0 | Lab-Ovh
OSP-MACH-06 | Machining for 450251 | 0 | 0 | 5.3 | 5.3
2010650S-20 | Acce,Cable,FBNC/SL to SL,S=ZV cable,L/N & 2-cond, 20' | 0 | 0 | 20.236 | 11.0133
EOR-LA-001-03BN | Elec,ORP,PC,Red,Pt Disc 0.195",DJ,Red TPV Boot,Coax,3FT,BNC | 0 | 46.61 | 23.074 | 0 | Lab-Ovh
EPH-LA-001-03BN | Elec,pH,PC,Blue,ASGVIII,DJ,Blue TPV Boot,Coax,3FT,BNC | 0 | 30.34 | 12.84 | 0 | Lab-Ovh
C32-003-BDS | Sub,Cable,C32,3F,Red TPV molded Boot,Male BNC | 0 | 0 | 3.279 | 0 | Lab-Ovh
C32-003-BCS | Sub,Cable,C32,3F,Blue TPV molded Boot,Male BNC | 0 | 0 | 3.279 | 0 | Lab-Ovh
M06-003-035 | Sub,Fitting,SS316,1"MPT,Viton O-Rings,for 1/2"OD Tubes,C75 | 0 | 0 | 35.009 | 0 | Lab-Ovh
65D011 | Boot, Yellow 0.562 x 1 | 2000 | 0 | 0.205 | 0.205
ELH-154 | Elec,Cond,K=1.0,Graphite,12x110mm Epoxy,10K,#2731312-34-003H | 62 | 49.28 | 28.661 | 28.661 | Lab-Ovh
C18-003-HB | Sub,Cable,HB,C18,3 feet,Spade lug:77282226,Cable:99030131 | 3 | 0 | 11.254 | 11.254 | Lab-Ovh
22071415F | Raw,Ground Joint,Pyrex glass, female taper 14/15 | 140 | 0 | 9.42 | 9.42
C1-X17-BC | Sub,Cable,C1,17 inches,Male BNC w/Blue Boot. | 0 | 0 | 3.236 | 2.212 | Lab-Ovh
M17-005-002 | Sub,Pin,Natural Peek , OD. 1/8" x 0.350" Length | 0 | 0 | 0.083 | 0 | Lab-Ovh
4IM00460 | Doc,Sonde manual,SMPT-PH,ORP,ISE | 0 | 0 | 0 | 0
19500-67 | Elec,Cond,K=10.0,Plat.,10K Ther,Kynar,#1961304-64-010T | 0 | 128.99 | 25.571 | 4.518 | PROX Lab
16000069 | MRO,Prod, Tool, Pad Printer wash out solvent | 0 | 0 | 46 | 46
1021043 | Acce,Adapter,Twistlock,1"MNPT CPVC | 0 | 0 | 0 | 0
1051042 | Acce,Adapter,Twistlock,3/4"MNPT SS | 0 | 0 | 13.849 | 4.516
1051043 | Acce,Adapter,Twistlock,1"MNPT SS | 0 | 0 | 15.224 | 4.558
1061044 | Acce,Adapter,T/L Kynar,1" MNPT, for electrode #TP511,#160024 | 2 | 207.49 | 20.235 | 13.938
MK7T2-223K | Holder,MK7,Ti Gr2,22",10"Insert w/Flush Port&3pc BV,Simriz | 0 | 0 | 4951.536 | 0 | Lab-Ovh
C621-2-4-1-20T | Elec,Conductivity,K=1.0,1/2"MPT 316 SS,10K Ther | 0 | 0 | 48.832 | 112.55
SMPT-CT | Elec,CT,black ABS,OD22x125mmL,CARBON,NTC-10K,EDAC,USB-MODBUS | 0 | 244 | 120.756 | 172.466 | Lab-Ovh
1P07640 | Nut, Peek electrode retainer for MKVII pH sensor | 0 | 0 | 62.904 | 4.646
1P07800 | Tube, Spacer Peek for MKVII, 10" Length | 0 | 0 | 40.358 | 20.368
M050051 | Collar nut, for 25mm Weld in Socket, Brass | 0 | 44.61 | 4.749 | 0
5H1248 | Raw,O-ring, 106, Viton, 70 | 0 | 0 | 0 | 0
PHF-020ST | Elec,pH,DJ,XVF,#192V757-020HT,SpadeLugforpH,S&TforRef | 1 | 79.37 | 30.036 | 14.956 | Lab-Ovh
073131230-32-T | Elec,Cond,K=1.0,12x33mm,Graphite,SubAssembly,Epoxy,PT1K | 0 | 0 | 25.84 | 25.84
00284501 | Raw,Frame,Large Stirrer Assy,Noryl,N190X#4864400, Hach | 84 | 0 | 0 | 0
4IM00461 | Doc,Sonde manual,SMPT-CT | 0 | 0 | 0 | 0
4IM00462 | Doc,Sonde manual,SMPT-ODO | 0 | 0 | 0 | 0
4IM00463 | Doc,Sonde manual,AMPS-A5 | 0 | 0 | 0 | 0
N031503-S7 | Elec,Nitrate,SJ,12mmx110mm,Spring loaded,Epoxy Body | 2 | 0 | 12.536 | 7.181
PER1501-003B | Elec,Perchlorate,Mono,12mmX110mm,PVC | 0 | 366.07 | 5.075 | 0
4IM00464 | Doc,Sonde manual,AMPS-B5,AMPS-B7 | 0 | 0 | 0 | 0
27077-12 | Elec,Potassium,DJ,#K001580-010T,12mmX80mm,Sealed, | 1 | 160.27 | 28.678 | 26.794 | PROX Lab
EP250001 | CSR USE ONLY,AUX for EP307B | 0 | 0 | 0 | 0
027IP15-320-10 | Elec,Polarographic,320mm length,Glass body | 0 | 0 | 0 | 0
027IP15-200-10 | Elec,Oxygen,Polarographic,12mmX200,Glass body | 0 | 0 | 0 | 0
C91-003-TO | Sub,Cable,CE,3F,Tinned Leads,3 wires out | 0 | 0 | 4.852 | 0 | Lab-Ovh
35802-40 | Elec,Silver/Sulfide,#AGS1503-003B,12mmX110mm,SpringLoaded | 0 | 146.66 | 0 | 0 | PROX Lab
35802-90 | Solu,Kit,Silver/Sulfide Solution Kit, #AGS203K | 0 | 0 | 4.051 | 6
77000069 | Raw,Resistor, 23.2 K Ohm,+/-1%,1/16W 0402,RC0402FR-0723K2L | 200 | 0 | 0.0061 | 0.0061
00070016 | Raw,Borofloat Glass Disc,3.0'' OD x0.028"+/-0.002THK | 0 | 0 | 6.2 | 0
6128000 | Raw,CKT BD Assy, Preamp BD, DIG PH | 0 | 0 | 0 | 0
C621H-1-1-2 | Elec,Conductivity,K=0.01,SS,NEMA,3/4"MNPT,PT100Peek insert | 0 | 1021.17 | 241.324 | 215.803 | Lab-Ovh
4813000 | Raw,Screw for digital circuit board | 0 | 0 | 0 | 0
7H0024 | Raw,Hot melt glue stick | 0 | 0 | 0 | 0
5H1018 | Raw,Electrode frame o-ring | 0 | 0 | 0 | 0
1000F3364-001 | Raw,1'' Electrode frame, PEEK, Molded | 0 | 0 | 0 | 0
7H0032 | Raw,Reference pH electrode o-ring | 0 | 0 | 0 | 0
6121000 | Raw,CKT BD assy, DIG Diff PH/ORP Probe | 0 | 0 | 0 | 0
6899600 | Raw,Lead free wire solder | 0 | 0 | 0 | 0
5H1302 | Raw,Reference o-ring seal | 0 | 0 | 0 | 0
C91-006-BOF | Sub,Cable,BOF,CE, 6 Feet,Male 2BNC with Black Boot | 0 | 0 | 8.998 | 0 | Lab-Ovh
871PH-3F1A3BT30 | ELEC,871PH-3F1A-3BT,30FT cable length | 0 | 643.42 | 439.703 | 405.656 | Lab-Ovh
871A-1F-EP389B | ELEC,871A-1F, replace to 2" Tri-clamp fitting 316SS(BS810FN) | 0 | 345.79 | 148.632 | 148.968 | Lab-Ovh
PH10-1S2S-EAA | Elec,Dolphin,PH,DOME,W/SMPCB,PT1K,SCONN,ATEX,EPDM | 0 | 332.37 | 188.868 | 188.868 | Lab-Ovh
871CR-B3T4H1D1 | ELEC,CT R-SENSOR,0.1,PEEK,TI,4"INS,1"BVA,PT1K,30FTHT,#6 | 0 | 1023.13 | 1101.853 | 831.753 | Lab-Ovh
6000-062/M-015M | Acce,15M extension Wire Cable for 871CC | 0 | 100.08 | 28.49 | 0 | Lab-Ovh
H035-TOP1 | Elec,pH,12mmODX120mmL,BluPC,ASG#8,SJ,1.5M,BNC,Custlogo | 0 | 28.5 | 9.2 | 23
R035-TOP1 | Elec,ORP,12mmODX120mmL,RedPC,Pt disc,SJ,1.5M,BNC,Custlogo | 0 | 26.57 | 11.3857 | 30
H011-TOP1 | Elec,pH,12mmODX120mmL,glass,ASG#8,SJ,2.5M,BNC,Cust logo | 0 | 27.8 | 12.4 | 30
R011-TOP1 | Elec,ORP,12mmODX120mmL,glass,Pt disc,SJ,2.5M,BNC,Cust logo | 0 | 58.3 | 31.1571 | 70
V-2900-20H | Elec,pH,X-VD,MK6,with 2-205 viton o-ring ,20H | 0 | 328.61 | 23.042 | 0 | Lab-Ovh
4IM00465 | Doc,Fluorometer,Tryptophan,0-3V,Sonde,EUREKA | 0 | 0 | 0 | 0
5400900 | Raw, 1" SENSOR BODY, CONV,PEEK,MOLDED | 0 | 0 | 0 | 0
PH30-GS | Elec,pH,X5,SJ,#5733528A1-003BG,30K T/C,Epoxy Body | 0 | 0 | 7.486 | 3.541
00073001-076 | Sub,Cut,Emerson,lead-free,0.310"ODx3"Length | 0 | 0 | 0.007 | 0
CCDDCT2010CSC | Elec,Cond,K=10,Graphite,1"NPT,8550,20FT,H,SSTAG,CAL CERT | 0 | 327 | 141.513 | 181.459 | Lab-Ovh
CCDATT2034SSC | Elec,Cond,K=0.01,TI,3/4"NPT,8550,20FT,H,SSTAG,CAL CERT | 0 | 327 | 131.444 | 157.784 | Lab-Ovh
CT25-0017 | Elec,CT,ABS BK,Pt pin,K=10#CT25A-C00-11X-SM03BX | 0 | 0 | 30.744 | 0 | PROX Lab
I-1000-S8-225 | Elec,pH,DJ,XVD,12x225mm,Washer and Teflon,SPR | 1 | 277.6 | 19.46 | 16.016
M18-004-003 | Sub,End Adapter,Blk Delrin#00303698 re-machine,ISFET-04-03-R | 0 | 0 | 6.31 | 5.739 | Lab-Ovh
M11-001-004 | Sub,Nipple,Black Kynar,3/4"NPT,1.05"ODx5"L,ISFET-04-01 | 30 | 0 | 6.951 | 6.951 | Lab-Ovh
M09-001-019 | Sub,Insert,Blk Kynar,.775"ODx2.25"L,LTJ,.394"ID#ISFET-04-02 | 7 | 0 | 10.076 | 11.239 | Lab-Ovh
00280401 | Raw,probe body,BLACK polymer, OD0.47"x3"L,H0PTA-04-01 | 20 | 0 | 5.715 | 5.505 | Lab-Ovh
00280402 | Raw,probe cap,BLACK polymer, OD0.47"x1.62"L,H0PTA-04-02 | 399 | 0 | 3.061 | 2.96 | Lab-Ovh
00200403 | Raw,JCT base,WhitePTFErod,OD0.433"x0.25"L,0.235"hole,H0PTA-3 | 10 | 0 | 2.81 | 2.81
77020235 | Raw,Connector,male Audio Plug 3.5mm Coax Mono | 1794 | 0 | 1.2 | 1.2
77280404 | Raw,Conn hsg,BLACK delrin, OD0.47"x0.75"L,H0PTA-04-03 | 456 | 0 | 0.094 | 0.094 | Lab-Ovh
27021-20 | Elec,pH,XVBF,#196VB757-10B,CERAMIC FLUSH, RYTON LONG HEX | 3 | 66.3 | 25.116 | 25.116 | Lab-Ovh
77280501 | Raw,Conn,EDAC 4PIN connector, CUSTOMER SUPPLIED,H0PTA-05-01 | 14 | 0 | 0 | 0
PHF-020ST/TH | Elec,pH,XVF,DJ,#192V757-20HTV18,CPVC,10K Ther,H(ph)T(all) | 2 | 127.3 | 42.684 | 42.684 | Lab-Ovh
00201403 | Raw,JCT base,WhitePTFErod,OD0.433"x0.250"L,0.195"hole,R0PTA3 | 10 | 0 | 2.84 | 2.84
00280403 | Raw,Electrode body,BLACK polymer, OD0.47"x2.5"L,NOPTC-04-01 | 20 | 0 | 6.906 | 6.697 | Lab-Ovh
44006093 | Raw,BOX,w/white sleeve ,9 " Poolside artwork | 0 | 0 | 2.1315 | 1
22280001 | Raw,boot,TPV molded, black, for BNC | 0 | 0 | 0.53288 | 0.25
22280002 | Raw,boot,TPV molded, blue, for BNC | 1305 | 0 | 0.53288 | 0.25
44129001 | Box,Insert ISE(Lab),Style, White Color (recyclable material) | 8335 | 0 | 0.79 | 0.79
22280003 | Raw,boot,TPV molded, green, for BNC | 0 | 0 | 0.53288 | 0.25
44129002 | Box,Insert Industrial Style,white color(recyclable material) | 1680 | 0 | 0.84 | 0.84
22280004 | Raw,boot,TPV molded, red, for BNC | 370 | 0 | 0.53288 | 0.25
99032207-YE | Raw,Wire,Hook-up,22ga,Yellow PVC Jacket | 0 | 0 | 0 | 0
99032207-OR | Raw,Wire,Hook-up,22ga,Orange PVC Jacket | 0 | 0 | 0 | 0
77030019 | RAW, PCB Assy, Turbidity, 22mm, Analog, 0-3V | 0 | 0 | 0 | 0
77030019-10 | RAW, PCB Assy, Turbidity, 22mm, DPD Board | 0 | 0 | 0 | 0
PH10-1N1A-E5 | Elec,Dolphin,PH,DOME BULB,PT1K,50FT CABLE,PIN LUGS,EPDM | 0 | 303.31 | 156.367 | 187.664 | Lab-Ovh
875PH-B3U-C | PH/ORP/ISE ANALYZER,220VAC,SURFACE,UL, HART | 0 | 475.74 | 146.675 | 144.439 | Lab-Ovh
FIT12-1RB040T | SENSOR HOLDER PROTECTION,GUA,1"NPT INSERT,40MML,TI | 0 | 2484.52 | 2226.766 | 0 | Lab-Ovh
BU00-Z082 | Acce,Cable,coax,1M,BNC to FBNC(FB-B/M001) | 0 | 10 | 3.34 | 6.5
4IM00467 | Doc,Fluorometer,PTSA,Digital,VL | 0 | 0 | 0 | 0
4IM00468 | Doc,Fluorometer,PTSA,analog 4-20mA,VL | 0 | 0 | 0 | 0
4IM00469 | Doc,Fluorometer,PTSA,analog 4-20mA,NSG,BLT,VL | 0 | 0 | 0 | 0
R054-0002 | Elec,ORP,1/2 NPT,gold disc(3mm),DJ with fiber,red cap,5M,BNC | 0 | 92 | 27.98 | 54
PI040-PH | Elec,pH,XV,DJ,12x110mm,Tuff Tip,#273V734-DL | 4 | 64.58 | 35.712 | 30.593 | PROX Lab
PI040-ORP | Elec,Plat,DJ,12x110mm,Red Epoxy,Tuff Tip,#2739834-DL | 2 | 103.2 | 46.899 | 45.056 | PROX Lab
PIB010-CABLE | CableDetachLead,5mmODCoaxLowNoiseCable,DLtoBNC,#9001081-010B | 0 | 27.63 | 12.493 | 11.92 | Lab-Ovh
PIB020-CABLE | Acce,Cable,TNC(DL) to BNC,5mm L/N cable,#9001081-020B | 0 | 0 | 13.805 | 5.02
RH35-S003 | Elec,pH/ORP,blue Polymer,ASGVIII,GD disc,1FT,2 SMA conn,APAC | 0 | 0 | 0 | 0
CT25-Z089 | Elec,CT,black Polymer,K=1,PT100,1FT,2 SMA conn,APAC | 0 | 0 | 0 | 0
HT35-S044 | Elec,pH,Blue polymer,ASGVIII,SJ,PT1K,black PG13.5 cap,T,APAC | 0 | 58 | 17.5429 | 40
R035-S092 | Elec,ORP,Red polymer,Pt disc,SJ,black PG13.5 cap, 1m,T,APAC | 0 | 60 | 17.0857 | 43
H035-S075 | Elec,pH,Clr polymer,SJ,bluerotatedPG13.5cap,10FT,bluBNC,APAC | 0 | 0 | 14.5857 | 20
PIC010-CABLE | Acce,Cable,4Pin DL,Potentiostatic Wiring,#9001092P-010T | 0 | 0 | 14.87 | 11.4971
R035-S091 | Elec,ORP,Clrpolymer,GD,SJ,ylwrotatedPG13.5cap,5M,ylwBNCAPAC | 0 | 0 | 50.9 | 70
XC-TRYP-EU01-24 | Extended Warranty Service, 24 months | 0 | 0 | 0 | 0
C527-2-1-26T | Elec,Cond.K=1.00,PT100.SS,12.5X110mm | 1 | 106.62 | 28.023 | 5.983
S-XS004GY | Sub,remachine XS004GY MARKER STRIP | 0 | 0 | 2.165 | 0
SI1I11KK-070 | Sub,stem,ORP,2.5mmPt Disc,0.195"x2.76"L,CERAMIC#R0PTA-01-01 | 5 | 0 | 4.488 | 3.675 | Lab-Ovh
9903GGCWMSCA02 | Raw,Cust,cable assy,8pin conn,FEP jacket,etched,4ft | 2000 | 0 | 0 | 0
CCDATRJB34S00 | Elec,COND, K=0.01, PT1000, Junction Box, 3/4" NPT | 3 | 387.4 | 165.259 | 165.259 | Lab-Ovh
BS811HH | Acce,Cable,40ft Extension, STND temp, no preamp | 0 | 323.52 | 92.674 | 92.434 | Lab-Ovh
875EC-A3C-AC | ELECTRODELESS CT ANALYZER,120VAC,SURFACE,CSA,STORM,HART | 0 | 525.17 | 159.045 | 155.627 | Lab-Ovh
876PH-SXFN-7 | PH/ORP/ISE INTELLIGENT TRANSMITTER | 0 | 263.95 | 112.225 | 107.304 | Lab-Ovh
871CR-B2T4B1A1 | CT R-SENSOR,0.1,PVDF,TI,4" INS,3/4"NPT,PT1K,20FT,#6 | 0 | 756.64 | 665.693 | 583.648 | Lab-Ovh
35607-58 | Elec,Cond,K=1.0,#5731301F-3A1-3IW6,12x110,Graphite flat | 2 | 53.29 | 26.082 | 22.269 | PROX Lab
871CR-B3T1C1B1 | ELEC,CT R-SENSOR,0.1,PEEK,TI,3/4"NPT,PEEKBUSH,PT1K,20FTHT#6 | 0 | 704.02 | 599.427 | 599.427 | Lab-Ovh
875PH-C2U-A | PH/ORP/ISE ANALYZER,240VAC,PIPE,UL,STORM DOOR | 0 | 481.56 | 152.15 | 149.962 | Lab-Ovh
BS811LX-25M | CABLE ASSY, 25M | 0 | 0 | 82.86 | 0
22320009 | Raw,Bushing,Silicone,for 0.195"Glass,2 J Holes,APAC#WE-00065 | 0 | 0 | 0 | 0
00280410 | Raw,Body,PC Solid Blue,12x117mm,Guard,APAC#A0056 | 0 | 0 | 2.6825 | 0
00280411 | Raw,Body,CT,31.2x142mm,GreyPC,logo APAC#A0615 | 639 | 0 | 1.7052 | 1.16
00070012-035 | Sub,Cut,Pyrex, 12mm (.470") x 035mm (1.378") Length | 0 | 0 | 0.021 | 0
4F1059 | Raw,Protective cap | 0 | 0 | 0 | 0
14050734 | PNS,Silicone,Dow 734 Clear 10 oz.,Flowable Sealant | 0 | 0 | 45.35 | 45.35
SAN621H-3-1-5S | Elec,Cond,K=0.1,316 SS,PT100,1" Sanitary, Peek Insert | 0 | 594.68 | 36.55 | 37.154
00280412 | Raw,Body,PC Solid Blue,12x135mm,Guard,APAC#A0050 | 0 | 0 | 1.9404 | 0
44009014 | Raw,Box,Electrode Carton,4"x 2-1/8"x 10-1/2" Blue,White | 2219 | 0 | 0.43 | 0.43
99030174 | Cable,C-28,8con,w/TPRjcket,L/N,Lt.Blue,Brwn,Orge,Red,Blk,Wht | 0 | 0 | 0.975 | 0.975
M05-010-023 | Sub,Cap Pug,CPVC,0.8"ODx0.8"L#H0EVC-04-03 | 0 | 0 | 2.452 | 0 | Lab-Ovh
M01-010-087 | Sub,Housing,CPVC Grey,1.57"ODx2.85"L,1/2"NPT#H0EVC-04-01 | 0 | 0 | 8.793 | 0 | Lab-Ovh
M01-010-088 | Sub,Body,CPVC Grey,.475"x1.85"L,Grd,LTJ,0.235"ID#H0EVC-04-02 | 0 | 0 | 14.735 | 0 | Lab-Ovh
C32-X30-BBY | Sub,Cable,BBY,C32,30 Inches,BNC,yellow boot(65D011) | 0 | 0 | 2.697 | 0 | Lab-Ovh
C32-X30-BC | Sub,Cable,BC,C32,30 Inches, BNC,blue boot | 0 | 0 | 2.667 | 0 | Lab-Ovh
PICL500 | Elec,2 Plat Disk,DJ,#1929057-DL4,LCJ,3/4" MPT CPVC,4Pin | 0 | 0 | 25.656 | 16.386
C32-010-BBY | Sub,Cable,BBY,C32,10FT,BNC,yellow boot(65D011) | 0 | 0 | 4.529 | 0 | Lab-Ovh
PIB303-CABLE | Acce,Cable,Detachable,#9001083-003B,DL to BNC | 0 | 0 | 0 | 0
AREFCF6-040 | Sub,Mono,Reference,CalomelFisher,0.165"ODx40mmL | 0 | 0 | 1.555 | 0 | Lab-Ovh
1000F3377-001 | Raw,Shipping sponge | 0 | 0 | 0 | 0
9393800 | Raw,Serial number label | 0 | 0 | 0 | 0
567V510-003B | Elec,pH,SJ,XV,8mmx250mm,Refillable | 0 | 0 | 3.326 | 1.097
1000L3376-001 | Raw,Sensor warning label | 0 | 0 | 0 | 0
DOC023.97.80076 | Raw,Manual | 0 | 0 | 0 | 0
6763300 | Raw,Hach label, sensors,C1D2 | 0 | 0 | 0 | 0
8705800 | Raw,Warning label CID2 | 0 | 0 | 0 | 0
6B0001 | Raw,Shipping box | 0 | 0 | 0 | 0
1906644-20B | Elec,Platinum,DJ,T/L,SPR | 0 | 450.47 | 42.377 | 29.885 | Lab-Ovh
63-0017 | Acce,Adapter,Twist-lock, PVC, 3/4" NPT,#1011042 | 0 | 32.15 | 0.19 | 0.059
MK7T2-28RK | Holder,MK7,Ti Gr2,28",25"insert,NO Flush Port&BV,Simriz | 0 | 0 | 3214.042 | 0 | Lab-Ovh
MK7T2-283K | Holder,MK7,Ti Gr2,28",16"Insert w/Flush Port&3pc BV,Simriz | 0 | 0 | 4990.509 | 0 | Lab-Ovh
00375548 | Raw,Tubing,Nylon, Natural Clear Color, 1/2"OD x 3/8"IDx.062" | 0 | 0 | 1.74 | 1.74
MK7T2-36RK | Holder,MK7,Ti Gr2,36",33"insert,NO Flush Port&BV,Simriz | 0 | 0 | 3282.306 | 0 | Lab-Ovh
MK7T2-363K | Holder,MK7,Ti Gr2,36",24"Insert w/Flush Port&3pc BV,Simriz | 0 | 12114.6 | 5046.498 | 0 | Lab-Ovh
MK7T2-46RK | Holder,MK7,Ti Gr2,46",43"insert,NO Flush Port&BV,Simriz | 0 | 0 | 3347.579 | 0 | Lab-Ovh
MK7T2-463K | Holder,MK7,Ti Gr2,46",34"Insert w/Flush Port&3pc BV,Simriz | 0 | 0 | 5111.772 | 0 | Lab-Ovh
00280404 | Raw,Probe housing,Black ABS,OD 0.472"X4.26"L,DOPTC-04-01 | 190 | 0 | 5.65 | 4.75
2010662-6B | Acce,Adapter,Wiring SN6 to MBNC, 3mm Coax, 6' Length | 80 | 69.51 | 7.092 | 4.733
PHF-020BT/PT | Elec,pH,DJ,XVF,#192V757-20BTV12,3/4"MNPT CPVC,PT100 | 1 | 117.19 | 29.126 | 9.884
22090605 | Raw,O-ring,Square-Profile Oil-Resistant Buna-N,1mmW, 8mm ID | 210 | 0 | 0.5952 | 0.5952
00280405 | Raw,CT body,BLACK ABS, OD22mmx120mmL,CTPTA-04-01 | 207 | 0 | 6.3 | 5.29
00280406 | Raw,Adapter end,BLACK ABS, OD22mmx8mmL,CTPTA-04-02 | 202 | 0 | 3.78 | 3.18
0731302-32-T | Elec,Cond,K=1.0,12x120mm,Plat.Band,SubAssembly,Epoxy,PT1K | 4 | 196.8 | 49.861 | 39.758 | Lab-Ovh
00280407 | Raw,Conn adapter,BLACK ABS,OD19mmx3mmL,CTPTA-04-03 | 7 | 0 | 3.49 | 3.49
00280408 | Raw,Carbon insert,BLACK ABS,OD20mmx9mmL,CTPTA-04-04 | 207 | 0 | 3.75 | 3.15
22430003 | Raw,O-ring,EPDM,ID18.5x1mm | 407 | 0 | 0.71 | 0.71
22430004 | Raw,O-ring,EPDM,20.6x1mm | 227 | 0 | 1.31 | 1.31
553V701NG-SEMI | Elec,pH,X-VD,DJ,6x100mm,Clr Epoxy,no Guard,no Cap,26G wires | 1 | 0 | 10.766 | 9.309 | Lab-Ovh
M01-035-026 | Sub,Epoxy,Clear,.242"O.D.x.180"I.D.x95mm Length,No Guard | 18 | 0 | 2.646 | 1.868 | Lab-Ovh
C80-X04-BV | Sub,Cable,Coax,RG174,3.4 inches,Female BNC#ATT-ORP | 0 | 0 | 0.998 | 0 | Lab-Ovh
027IP15-220-10 | Elec,Oxy,Polargraphic,12MMILIngold,12MMX220MMGlassDisposable | 0 | 0 | 0 | 0
027IP15-60-S7 | Elec,Oxygen,Polarographic,.600 OD to 12MM OD Glass Body | 0 | 0 | 0 | 0
77281001 | Lower Housing OD 1.315"X3.8" for MULT-MT01 | 15 | 0 | 51.17 | 43
JBH-001 | Pellet, ISE-Chloride, 7.2mm OD x 3.3mm H | 0 | 43.87 | 6.7 | 0.16683
77281002 | Upper Housing OD 1.315"X4.7" for MULT-MT01 | 25 | 0 | 42.84 | 36
77281003 | Probe Base OD 0.85"x0.416" for MULT-MT01 | 15 | 0 | 33.32 | 28
77281004 | Upper Housing Cap OD 0.95"X0.315" for MULT-MT01 | 27 | 0 | 14.28 | 12
X0201HM | O-RING, PERFLUOROELASTOMER, ID 0.676'' +/-0.009'' | 0 | 0 | 0 | 0
6023500 | Raw,WEEE Card | 0 | 0 | 0 | 0
15382200 | MRO,Needle, Black Poly Tip, 1-1/2'' Long | 200 | 0 | 1.55 | 1.55
22081000 | Raw,Silicone Sheets,Gray color,reinforced w/ss mesh,.004"+/- | 2244.476 | 0 | 5.45 | 5.45
577V721-003B | Elec,pH,DJ,XVD,12mmX110mm,Glass body,Refill. | 0 | 0 | 5.36 | 2.3
X0178ML | FLANGE, BLIND ONE PIECE (SOLID)CPVC,3" | 3 | 0 | 90.31 | 90.31
DOC386.97.80105 | Raw,RoHS Declaration | 0 | 0 | 0 | 0
DOC023.97.80644 | Raw,Class 1, Div 2 Safety precautions | 0 | 0 | 0 | 0
DOC386.97.5014 | Raw,DoC Morocco | 0 | 0 | 0 | 0
5731301F-31-10T | Elec,Cond,K=1.0,Graphite,12mmX110mm,PT100,Epoxy,Flat | 0 | 0 | 3.643 | 2.652
1500143G | Acce,Adapter,T/L 316SS 1" MPT for twist-lock electrodes,guar | 9 | 273.35 | 22.643 | 22.643
1502203 | Tee, 1"SS316, 150#,Threaded NPT | 4 | 325.67 | 152.35 | 152.35
6026700 | Raw,Compliance label | 0 | 0 | 0 | 0
5H1017H22 | Raw,Sensor cap o-ring | 0 | 0 | 0 | 0
14051101 | PNS,Hardener,3M1001 | 0 | 0 | 0 | 0
14051102 | PNS,Hardener,3M1039 | 0 | 0 | 0 | 0
14051103 | PNS,Resin,3M1000 | 0 | 0 | 0 | 0
22082210 | Raw,O-Ring,Silicone 70, 2-210 | 96 | 0 | 0.09 | 0.09
M09-019-006 | Sub,Insert,Titanium Gr7 for MK7T Tube | 0 | 0 | 138.039 | 137.406 | Lab-Ovh
00073001 | Raw,glass stem,lead-free,0.310"ODx0.025"THK,Emerson supply | 998.177 | 0 | 5.712 | 4.8
C32-X30-BF | Sub,Cable,BF,C32,30 Inches, BNC,black boot | 0 | 0 | 2.788 | 1.543 | Lab-Ovh
4IM00466 | Doc,Fluorometer,PTSA,analog 4-20mA,NSG,BLT | 0 | 0 | 0 | 0
RC67-D001-3FT | Elec,RC,Total,black ABS,3FT cable,output RS485-modbus,T | 0 | 0 | 154.346 | 129.703 | Lab-Ovh
99035856-YE | Raw,Wire,Hook-up,22ga,Yellow Color,Teflon Coated | 1888 | 0 | 1.7885 | 1.9536
99035856-GR | Raw,Wire,Hook-up,22ga,Green Color,Teflon Coated | 3518 | 0 | 1.7885 | 1.9536
99035856-OR | Raw,Wire,Hook-up,22ga,Orange Color,Teflon Coated | 1291.75 | 0 | 1.7986 | 1.9536
SMTX-CT01 | Elec,CT probe, 8mmOD X 109mmL, black ABS,JP1345 Carbon, 2 cL | 20 | 0 | 7.4365 | 7.3
SI1L1V2A5-070 | Sub,stem,pH,ASG V,FLAT,0.235"x2.76"L,Ceramic#H0PTA-02-01 | 0 | 0 | 1.769 | 1.701 | Lab-Ovh
M26-017-017 | Sub,Junction,Porous Teflon,OD .433"x.250"Length | 202 | 0 | 2.226 | 2.245 | Lab-Ovh
7793A8T-130-VD | Sub,pH,DJ,VD,Open Junction (2X),12x130mm Length | 29 | 0 | 5.383 | 5.115 | Lab-Ovh
577V301-S7 | Elec,pH, GX-V, 12mm x 110mm, Mono, 0-14pH | 1 | 83.2 | 19.434 | 19.434 | Lab-Ovh
M01-010-085 | Sub,Housing,CPVC Grey,0.740"x3.2"L,for LAZ-001 | 23 | 0 | 14.115 | 14.165 | Lab-Ovh
14051104 | PNS,Resin,3M1038 | 0 | 0 | 0 | 0
00190038 | Raw,Barstock,SS 316L, 1-3/8"Dia | 181.333 | 0 | 28.6 | 28.6
PH2000-1.5N | Phastrac 2000 Assembly,1.5"MNPT Manual Retractable Housing | 0 | 0 | 374.92 | 0
SUR2504-003B | Elec,Surfactant,DJ,12x110mm,Glass body, Sealed | 12 | 545.65 | 30.126 | 30.126 | Lab-Ovh
ST10N-30 | Elec,Temp Comp,#5551001-3UV30,6x110mm,PT1K,Teflon Coated | 0 | 0 | 0 | 0
643013-0002P | OSP,Foam bushing,blk,Vinyl (DK2121)1/4"thk,OD0.288" | 0 | 0 | 0.24 | 0.24
643013-0004P | OSP,Foam bushing,blk,Vinyl (DK2121) 1/4"thk,OD0.406" | 0 | 0 | 0.25 | 0.25
643013-0005P | OSP,Foam bushing,blk,Vinyl (DK2121) 1/4"thk,OD0.50" | 0 | 0 | 0.26 | 0.26
643013-0009P | OSP,Foam bushing,blk,Vinyl (DK2121) 1/4"thk,OD0.406",ID0.288 | 0 | 0 | 0.28 | 0.28
643013-0010P | OSP,Foam bushing,blk,Vinyl (DK2121) 1/4"thk,OD0.406",ID0.078 | 0 | 0 | 0.28 | 0
643013-0012P | OSP,Foam bushing,blk,Vinyl (DK2121) 1/4"thk,OD0.288",ID0.125 | 0 | 0 | 0.26 | 0.26
5779802-S7 | Elec,Plat,DJ,12mm X 130mm,Double Refill,Glass body | 0 | 0 | 21.981 | 10.011
643013-0015P | OSP,Foam bushing,blk,Vinyl (DK2121) 1/4"thk,OD0.438",ID0.078 | 0 | 0 | 0.3 | 0
643013-0016P | OSP,Foam bushing,blk,Vinyl (DK2121) 1/4"thk,OD0.625",ID0.438 | 0 | 0 | 0.32 | 0
643013-0017P | OSP,Foam bushing,blk,Vinyl (DK2121) 1/4"thk,OD0.406",ID0.125 | 0 | 0 | 0.36 | 0.36
N031501-S7 | Elec,Nitrate,Mono,12x110mm,PVC | 0 | 0 | 13.809 | 32.811
14051105 | PNS,Epoxy,3M1060 Master Bond Part A | 0 | 0 | 0 | 0
14051106 | PNS,Epoxy,3M1060 Master Bond Part B | 0 | 0 | 0 | 0
N031502-DL | Elec,Nitrate,12x110mm,Refillable,Glass body | 1 | 499.19 | 37.971 | 0
22000001 | Raw,Ground rod o-ring, HACH, DPD1P1 | 0 | 0 | 0 | 0
DPD1P1 | Elec,Digtial pHD Differential,quick disconnect PB001860 | 0 | 0 | 56.515 | 0
N031505-003B | Elec,Nitrate,DJ,12X110mm Epoxy Body,Sealed Reference | 2 | 360.36 | 32.351 | 16.367 | PROX Lab
6183800 | pH mono, 0.195''ODx1.5''L, ASGVII, 24 AWG single red wire | 0 | 0 | 0.251 | 0
N03AS02 | Solu,Nitrate Activity standard 1000ppm, 475ml Bottle | 0 | 46.69 | 2.162 | 2.162
N03AS03 | Solu,100ppm NO3 as N standard, 475ml Bottle | 0 | 0 | 1.596 | 1.045
N03IS01 | Solu,Nitrate Ionic Strength Adj. [2M(NH4)2SO4], (more) | 0 | 58.5 | 2.162 | 2.118
N0XIF01 | Solu,Sodium Nitrite,0.1M,125mL Bottle | 0 | 0 | 1.482 | 0
SS130AQ-3M | Assy-Cable Assembly, 3M | 0 | 0 | 87.48 | 0
BS811LX-5 | CABLE ASSY,5FT | 0 | 0 | 7.158 | 0
5731302-34-3I8F | Elec,Cond.,Plat,K=1.0,12X110mm,Epoxy Body,8 pin Din Fisher | 0 | 0 | 12 | 12
5273706G-S7 | Elec,pH,X-2,DJ,Ground Joint,Double Refill | 0 | 0 | 22.747 | 15.689
22430005 | Raw,O-ring,EPDM,-223 | 9271 | 0 | 0.302 | 0.302
922-GA01 | NAIAD Controller assy | 0 | 0 | 668.957 | 0 | PROX Lab
RH54-NAI-PT | ELEC,pH/ORP, ABS BK,ASGVII/PT,1/2"NPT,PT1K,DJ,COAX+4,1M,T | 0 | 0 | 42.645 | 0 | Lab-Ovh
RH54-NAI-GD | ELEC,pH/ORP, ABS BK,ASGVII/GD,1/2"NPT,PT1K,DJ,COAX+4,1M,T | 0 | 0 | 51.333 | 0 | Lab-Ovh
922-GA02 | Sub,main case assy | 0 | 0 | 449.795 | 0
922-GA03 | Sub,cartridge assembly,w/ probe | 0 | 0 | 98.681 | 0 | PROX Lab
871CC-M2-4 | ELEC,CONTACTING CT,INSERTION,HTPT100,K=0.1,TI,LUGLESS T | 0 | 711.87 | 479.295 | 479.295 | Lab-Ovh
470526999 | Membrane cap,Ammonia,3 pcs with 8x1mm Buna oring | 0 | 29.47 | 0 | 0
871EC-LB034V10M | Elec,871EC-LB0-34V,10M Cable Length | 0 | 402.78 | 353.001 | 426.736 | Lab-Ovh
875PH-B3F-AC | PH/ORP/ISE ANALYZER,220VAC,SURFACE,FM,STORMDOOR, HART | 0 | 453.61 | 151.633 | 149.348 | Lab-Ovh
871CC-K6-4 | ELEC,CT,BUSHING,3/4NPT,HTPT100,K=0.1 MONEL,LUGLESS T | 0 | 378.98 | 230.741 | 217.175 | Lab-Ovh
SI1L11C8-113 | Sub,stem,pH,ASG VIII,0.235"x4.45"L#H0EVC-02-01 | 0 | 0 | 0.808 | 0 | Lab-Ovh
BS813YT | PH12 insertion shaft | 0 | 0 | 0 | 0
BS813ZE | PH12 insertion shaft | 0 | 0 | 0 | 0
ASG-VIII-XTAL | Raw, ASG VIII pH Sensing Glass Crystal | 0 | 1460 | 1095 | 1095
C2-010-IS | Sub,Cable,IS,C2,10F,Din 77180223,Blk Banana 77020781 | 0 | 0 | 13.034 | 0 | Lab-Ovh
H077-0034 | Elec,pH,CPVC,ASGIII,DJ#H077C-S00-D0X-S020BX | 3 | 136.35 | 36.736 | 34.187 | Lab-Ovh
7791A1A-093-III | Sub,stem,pH,ASG III,DJ,Annular Ceramic,0.472"x3.67"L#H077C-4 | 1 | 0 | 5.32 | 5.076 | Lab-Ovh
TX/FBFD-S002 | Acce,cable, coax, 2FT, Tinned lead to FBNC and FDin | 9 | 24.74 | 6.608 | 6.608 | PROX Lab
FIT12-1TB040L | SENSOR HOLDER PROTECTION,GUA,1“TRICLAMP,40MML,316SS | 0 | 318.51 | 103.905 | 0 | Lab-Ovh
871CR-B2T1H1D1 | Elec,CT,R-Sensor,0.1,HTC,PVDF,TI,1"SSBVA,PT1K,30FTHT,#6 | 0 | 855.92 | 697.062 | 640.205 | Lab-Ovh
EP485QBW2000MXX | Acce,Calibration Plug for 871EC | 0 | 213.77 | 153.95 | 0 | Lab-Ovh
EP485QBW0005MXX | Acce,Calibration Plug for 871EC | 0 | 213.77 | 296.241 | 103.825 | Lab-Ovh
ORP10-1N2A-5 | Elec,Dolphin,ORP,PT,PT1K,50FT CABLE,PIN LUGS | 0 | 363.63 | 245.228 | 232.934 | Lab-Ovh
871CR-B3T1H1D1 | ELEC,CT R-SENSOR,0.1,PEEK,TI,1"BVA,PT1K,30FTHT,#6 | 0 | 880.42 | 720.711 | 663.853 | Lab-Ovh
871EC-BW04EP398 | Elec, 871EC-BW0-4,w/EP398AB test instruction | 0 | 667.56 | 589.834 | 0 | Lab-Ovh
V-516B-30BT3-57 | Elec,pH,DJ,TuffTip,Kynar 1"MPT w/Grd,100ohm,SolGrnd,SPR | 0 | 0 | 25.759 | 15.808
SAN621-1-1-5S | Elec,Cond,K=0.01,316 SS,PT100,1" Sanitary | 3 | 615.11 | 31.57 | 10.412
72411 | Elec,pH,XVF,DJ,3/4"MPT CPVC,Self Cleaning,#1922757-020T | 9 | 0 | 16.397 | 4.1
77020117 | Raw,Connector,Male Six Pin,Amphenol,Nickel plated,panelmount | 975 | 0 | 10.84 | 5.25
6573504S-6B | Elec,pH,SJ,X-2,6mmx110mm,Refillable,GlassBody,14.22mm Cap | 0 | 0 | 51.5 | 51.5
33385558 | Ceramic Rod,Wick,1.2mm OD x 76.2mmLong,+/-2% | 76.88 | 0 | 5 | 5
643013-0011P | Foam bushing,blk,Vinyl (DK2121) 1/4"thk,OD0.288",ID0.155" | 0 | 0 | 0.26 | 0
871CR-B3T1H1B1 | ELEC,CT R-SENSOR,0.1,PEEK,TI,1"BVA,PT1K,20FTHT,#6 | 0 | 832.01 | 639.947 | 639.947 | Lab-Ovh
05295176 | PNS,Chemical,Praseodymium(III,IV)Oxide,99.9% | 2000 | 0 | 0.981 | 0.981
05294073 | PNS,Chemical,Cesium Carbonate,99.9% (500g bottle) | 1000 | 0 | 1.12 | 1.12
NH31501S-003B | Elec,Ammonia,12mmX110mm,DelrinBody,20LgReplacementMembranes | 0 | 0 | 28.276 | 0
44129003 | Raw,Box,Insert,9"smaller style,white color,(recyclable mater | 3959 | 0 | 0.54 | 0.54
871A-3F-13-50 | Elec,871A-3F-13, 50FT Cable Length | 0 | 360.76 | 192.181 | 192.967 | Lab-Ovh
ORP-106 | Elec,Plat,SJ,#5739602-005B,12x115mm,Epoxy body | 0 | 0 | 29.382 | 9.249
M26-016-021 | Sub,Junction,Porous Ceramic,OD0.200"x0.25"L,#5131418 | 6 | 0 | 0.092 | 0 | Lab-Ovh
B/B-SM01 | Acce,Cable,coax,1M,BNC to BNC,black Shrink Tube | 0 | 0 | 2.217 | 2.055 | Lab-Ovh
BS810ZZ | Acce,cable extension assy, 50FT | 0 | 677.08 | 193.926 | 193.45 | Lab-Ovh
875CR-B2F-A | CT/RESISITVITY ANALYZER,220VAC,PIPE,FM,STORM DOOR | 0 | 393.84 | 145.498 | 143.232 | Lab-Ovh
TU90-D001-1H | Elec,TU,In-line,GrayPVC,1.53ODx7.7"L,w/wiper,RS485,0-100NTU | 0 | 875 | 352.019 | 352.019 | Lab-Ovh
ZSEN089X-DS | Elec,pH,PC,ASGVIII,SJ,Fibers,Ag/AgCl,Gel,Blk BNC Cap,pad pnt | 0 | 13.32 | 7.0714 | 7.0714 | Lab-Ovh
ZSEN120X-DS | Elec,ORP,PC,PT Band,SJ#RS35N-P00-S0X-X000BX | 0 | 23.95 | 18.21 | 18.21 | Lab-Ovh
M07-032-016 | Sub,Tube,Black Epoxy,0.472"ODx0.414"IDx120mmL,Refill hole | 0 | 0 | 1.916 | 1.916 | Lab-Ovh
M01-007-009 | Sub,Conductivity,K=1.0,Blk ABS,slot 0.188"W x 0.89"L,TC hole | 0 | 0 | 0 | 0
63-0105 | Elec,Fluoride,Glass,DJ,12x110mm,Refillable,#F001502-DL | 0 | 0 | 40.266 | 49.655
2010731S-50 | Acce,Adapter,Wiring FBNC/3-pin MMolex to Hanked, S=ZV Cable, | 0 | 298.25 | 45.155 | 38.322 | Lab-Ovh
573V734-003B | Elec,pH,X-VF,DJ,12x110mm,Epoxy,Tuff Tip,Coax,3F,BNC | 0 | 85.71 | 17.957 | 0 | Lab-Ovh
CONDUC-01-03PC | Elec,pH,12x120mmL,blue PC,ASG VIII,DJ,3FT,BNC,APAC | 0 | 25.62 | 12.01 | 12.01
RH61-P003-GD | Elec,pH/ORP,RTYON,V1.5,ASGVII+GDDISC(3mm),PREAMP,4FT WPCBL,T | 5 | 131.06 | 69.202 | 56.834 | Lab-Ovh
RH61-P003-PT | Elec,pH/ORP,RTYON,V1.5,ASGVII+PTDISC(2.5mm),PREAMP,4FT WPCBT | 0 | 100.13 | 48.199 | 48.199 | Lab-Ovh
M05-001-010 | Sub,Cap plug,Black Kynar, with PG7 thread,for GG cable | 405 | 0 | 4.952 | 4.75 | Lab-Ovh
COLE-002 | Elec,pH,X-2D,DJ,3/4"MNPT Ryton,Teflon Notch#H721P2V123T30EBT | 0 | 0 | 30.882 | 7.347
HT35-S043 | Elec,pH,ASGVIII,PC blue,PT1K,1M cable,T,APAC made | 0 | 0 | 0 | 0
2010470-60 | Acce,Adapter,FBNC to Hanked, Coaxial L/N Cable,60' | 0 | 120.86 | 16.561 | 16.57 | Lab-Ovh
MK7S-11221110 | Holder,MKVII 316SS Insertion Assy,No B/V or nipple,12" ins | 0 | 881.69 | 315.707 | 308.591 | Lab-Ovh
BS810NX | R-COM UTILITY KIT FOR 875 | 0 | 0 | 6.936 | 0 | Lab-Ovh
ORP10-1N2A-3FN | Elec,Dolphin,ORP,PT,PT1000,30FT CABLE,PIN LUGS,FN | 0 | 329.14 | 251.21 | 205.23 | Lab-Ovh
EP485A3F1000UXX | Acce,Calibration Plug for 871FT | 0 | 175.42 | 45.132 | 58.932 | Lab-Ovh
EP485A3H1000UXX | Acce,Calibration Plug for 871FT | 0 | 175.42 | 59.762 | 58.932 | Lab-Ovh
PH10-3N1A-FA | Elec,Dolphin,PH,FLAT BULB,PT100,10FT CABLE,PIN LUGS,FM | 0 | 240.56 | 128.27 | 115.378 | Lab-Ovh
PH10-1P2A-E | Elec,Dolphin,PH,DOME BULB,w/GUARD,W/PCB,PT1K,10FT,EPDM | 0 | 232.12 | 126.733 | 89.657 | Lab-Ovh
2731312-41-10BT | Elec,Cond.,K=0.1,Graphite,PT100,12mmX110mm | 0 | 0 | 41.72 | 41.72
2423521 | Acce,Cable,GreyJacket,2Conductor W/Shield,Drain Wire,Price/m | 0 | 3.22 | 1.165 | 0.426
EP485QLB0050MXX | Acce,Calibration Plug for 871EC-LB | 0 | 230.47 | 105.114 | 0 | Lab-Ovh
22130010 | Raw,Foam,Closed Cell Sil Orange,0.60"ODx0.250"thk,1 Lg h | 1814 | 0 | 0.107 | 0.047
22130011 | Raw,Foam,Closed Cell Silic, 0.62"OD x 0.25"thick,1 Lg hole,1 | 0 | 0 | 0.13 | 0.13
871EC-TF2-4V | Elec,CT,FLUOROCARBON,CARP,20FT Cable,No LUG,VT | 0 | 723.16 | 434.744 | 521.095 | Lab-Ovh
S-KT12-XXX1 | Sub,ISE,Potassium,PVC,Module,PVCM,gold pin#003341 | 0 | 0 | 14.561 | 0
S-CA12-XXX1 | Sub,ISE,Calcium,PVC,Module,PVCM,gold pin##003341 | 0 | 0 | 18.365 | 0
S-BR12-XXX1 | Sub,ISE,Bromide,module,Grey PVC,solid state,gold pin#003341 | 0 | 0 | 13.119 | 0
S-CN12-XXX1 | Sub,ISE,Cyanide,module,GreyPVC,solid state,gold pin#003341 | 0 | 0 | 5.181 | 0
S-CU12-XXX1 | Sub,ISE,Cupric,module,Grey PVC,solid state,gold pin#003341 | 0 | 0 | 21.055 | 0
S-ID12-XXX1 | Sub,ISE Iodide module,Grey PVC,solid state,gold pin#003341 | 0 | 0 | 5.181 | 0
S-PB12-XXX1 | Sub,ISE,Lead,module,Grey PVC,solid state,gold pin#003341 | 0 | 0 | 15.55 | 0
CD12-XXX1 | Elec,ISE,Cadium,module,Grey PVC,solid state,gold pin#003341 | 0 | 0 | 5.171 | 0
S-CD12-XXX1 | Sub,ISE,Cadium,module,Grey PVC,solid state,gold pinP/N0033 | 0 | 0 | 5.171 | 0
ELM-006 | Elec,pH,DJ,XVD,Plat(Sol),#RP396PVV123VPR,1"MNPT,PT100 | 0 | 0 | 68.42 | 68.42
SS12-XXX1 | Elec,ISE Ag/S,module,Grey PVC,solid state,gold pin#003341 | 0 | 0 | 14.129 | 0
S-SS12-XXX1 | Sub,ISE Ag/S,module,Grey PVC,solid state,gold pin#003341 | 0 | 0 | 14.129 | 0
EXPEDITEREQUEST | EXPEDITE REQUEST | 0 | 100 | 0 | 0
CCD-14R-SS | Acce,SS BVA kit for Honeywell -14R | 0 | 150 | 85.735 | 0 | Lab-Ovh
871PH-1B1A-7 | Elec,pH,Antimony,Ryton,w/PCB,PT100,TI,Ceramic jct,20ft,MALE | 0 | 453.04 | 264.444 | 254.628 | Lab-Ovh
BVA-PHA2E08-D | BALL VALVE,PH10/ORP10,TI,EPDM,0-8",2"ANSI150#FLANGE | 0 | 5817.61 | 5356.675 | 0 | Lab-Ovh
871CR-B3T1H1H1 | ELEC,CT R-SENSOR,0.1,PEEK,TI,1"BVA,PT1K,60FT HT,#6 | 0 | 972.19 | 866.468 | 768.456 | Lab-Ovh
PH10-1P2A-E2 | Elec,Dolphin,PH,DOME BULB,w/GUARD,W/PCB,PT1K,20FT,EPDM | 0 | 265.65 | 136.49 | 136.49 | Lab-Ovh
HYDRO-001 | Elec,pH,XVF,DJ,3/4"NPT,HEXCPVC,PTFE,#P822V000TX06ABB-70 | 0 | 0 | 12.122 | 5.063
S-CL12-XXX1 | Sub,ISE,Chloride,module,Grey PVC,solid state,gold pin#003341 | 0 | 0 | 12.93 | 0
S-NO12-XXX1 | Sub,ISE,Nitrate,PVC,Module,PVCM,Gold Pin#003341 | 0 | 0 | 8.877 | 0
COLE-004 | Elec,pH,BD,SJ#577V591-75-010B,12x75mm,Glass,1.4" Cap | 0 | 69.78 | 6.902 | 2.072
S-NH12-XXX1 | Sub,ISE Ammonium,PVC,Module,PVCM,gold pin#003341 | 0 | 0 | 10.515 | 0
V-3100-20B | Elec,pH,MKIA,X-VD,DJ,SPR,No TC,Kynar/Viton,Rem Grd | 2 | 344.36 | 111.781 | 65.574 | Lab-Ovh
1000F3366-001 | 1'' SENSOR BODY, CONV, PEEK | 0 | 0 | 0 | 0
V-405B-25H-125 | Elec,pH,XVD,DJ,TC PT100,LCJ,125mm Shldr,SPR,Hanks | 0 | 499.79 | 70.174 | 65.012 | Lab-Ovh
ISTEK-003 | Elec,pH,SJ,X-1,#5733526R-3B,12x115mm,Refillable,Epoxy Body | 0 | 0 | 0 | 0
ISTEK-004 | Elec,pH,GX-VF,SJ,#5732511-003B,Sealed Reference,Epoxy,12X110 | 2 | 49.09 | 25.167 | 25.167 | PROX Lab
ISTEK-005 | Elec,pH,GX1,SJ,#5533501-003B,6x155mm,Epoxy Body,Sealed | 0 | 49.5 | 20.453 | 19.618
ISTEK-006 | Elec,pH,SJ,X5,#5533901-003B,6X155mm,Calomel,Sealed reference | 2 | 77.2 | 38.274 | 38.274 | PROX Lab
ISTEK-007 | Elec,Platinum,SJ,#5739602-003B,12x115mm,Sealed Reference | 1 | 94.48 | 34.714 | 45.914 | Lab-Ovh
ISTEK-008 | Elec,Cond,K=10.,#5731302-61-010BRC,12x130mm,Plat,Epoxy,PT100 | 0 | 114.96 | 55.849 | 25.768 | Lab-Ovh
ISTEK-009 | Elec,Polar,12x110mm,Delrin,Special Guard,#023IP15G-3BRCAV12 | 1 | 262.93 | 88.988 | 44.839 | PROX Lab
ISTEK-010 | Elec,Oxygen,Polar,12x110mm,Delrin,PT100#023IP15G-10BRCAV12 | 0 | 0 | 10.856 | 4.551
ISTEK-011 | Elec,Polargraphic,19mm OD,PT100,Delrin,#023IP17S-10BRCAV12 | 0 | 281.58 | 127.06 | 41.661 | PROX Lab
ISTEK-012 | Elec,Ammonia,12mmX110mm,#NH31501-003B,Small Pipette | 0 | 0 | 30.624 | 4.354
922-A03 | Sub,aesthetic cover assembly | 0 | 0 | 18.937 | 0
ISTEK-014 | Elec,Ammonium,DJ,12x110mm,Small Pipette,#NH41502-003B | 0 | 180.92 | 35.419 | 23.217 | PROX Lab
ISTEK-016 | Elec,Calcium,DJ,12mmx110mm,#CAL1502-003B,Small Pipette | 5 | 180.92 | 35.942 | 20.624 | PROX Lab
ISTEK-019 | Elec,Chloride,DJ,12mmx110mm,#CL01502-003B,Small Pipette | 2 | 145.08 | 43.135 | 41.349 | PROX Lab
ISTEK-020 | Elec,Copper,DJ,12mmX110mm,Small Pipette,#CU01502-003B | 0 | 0 | 49.192 | 27.7
ISTEK-021 | Elec,Cyanide,DJ,12mmX110mm,#CN01502-003B,Small Pipette | 0 | 0 | 3.7 | 0
ISTEK-022 | Elec,Fluoride,DJ,12mmx110mm,#F001502-003B,Small Pipette | 5 | 179.23 | 52.543 | 52.543 | PROX Lab
ISTEK-023 | Solu,Ionic StrengthAdjuster,1 GAL Bottle,Tisab1,#F00IS01 | 0 | 37.67 | 2.562 | 2.517
ISTEK-024 | Elec,Iodide,DJ,12mmx110mm,#I001502-003B,Small Pipette | 5 | 148.16 | 3.433 | 2.954
ISTEK-026 | Elec,Nitrate,DJ,12mmX110mm,#N031502-003B,Small Pipette | 2 | 179.23 | 23.305 | 23.305
ISTEK-027 | Elec,Nitrogen Oxide,12mmX110mm,Small Pipette,N0X1501-3B | 0 | 0 | 22.204 | 4.749
ISTEK-028 | Elec,Potassium,DJ,12mmx110mm,#K001502-003B,Small Pipette | 2 | 193.68 | 43.811 | 30.374 | PROX Lab
SI1L1V1DN-110 | Sub,Stem,ORP,NEW PLAT BAND,0.235"ODx110mm Length | 0 | 0 | 15.461 | 0 | Lab-Ovh
ISTEK-030 | Elec,Silver/Sulfide,DJ,12mmx110mm,#AGS1502-003B,Small Pipett | 0 | 150 | 40.548 | 17.06 | Lab-Ovh
ISTEK-031 | Elec,Sodium,DJ,12mmx110mm,#NA71502-003B,Small Pipette | 2 | 128.23 | 19.549 | 1.17 | PROX Lab
ISTEK-032 | Solu,ISA,4M NH4Cl / NH4OH, 475mL #NA0IS01 | 0 | 21.83 | 2.377 | 1.604
ISTEK-033 | Elec,Water Hardness,DJ,12mmx110mm,#WHA1502-003B,Small Pipett | 2 | 539.18 | 220.64 | 218.497 | PROX Lab
CL01508A-003B | Elec,Chloride,DJ,12x110mm,Refill,Amber Polymer Body | 1 | 0 | 40.069 | 38.503 | Lab-Ovh
M01-062-001 | Sub,Housing,Amber Polymer,.476"ODxx120mm,Refill,1508 | 11 | 0 | 3.91 | 3.874 | Lab-Ovh
ELM-007 | Elec,pH,GX5,SJ,12x115mm,w/Epoxy,#2732526E-003B | 2 | 43.93 | 22.247 | 21.147 | PROX Lab
ELM-008 | Elec,pH,X-2,SJ,12x110mm,Sealed Reference,#2773593X-010B | 0 | 32.49 | 15.395 | 15.395 | Lab-Ovh
ELM-009 | Elec,pH,X-2,SJ,12x120mm,w/Washer,O-ring,#2773593-120-S8 | 3 | 64.9 | 30.922 | 30.922 | PROX Lab
05290038 | Raw,Chem,Cadmium Nitrate Tetrahydrate,98% | 500 | 0 | 0.24 | 0.24
S-SI1R11B7-088 | Sub,pH Gls Assy,ASG VII,Dome0.325"ODx3.45"L#RH61Z-06-01 | 53 | 0 | 1.993 | 1.702
M01-010-091 | Sub,Housing,CPVC,Ceramic Junction,375"OD glass,Tuff Tip | 7 | 0 | 1.632 | 0 | Lab-Ovh
ISEHI-065 | Sub,ISE,.325 to .375 Glass, DJ,65mm Length | 6 | 0 | 0.01 | 0 | Lab-Ovh
IST-Y-40DE-R6 | Elec, pH combo, ISFET,BLK KYNAR,3/4"NPT, preamp PCB,6pinCONN | 20 | 0 | 552.919 | 552.919
ELM-010 | Elec,pH,X-2D,DJ,Pharmacia,with Ferrite,#5743700S-005BF,KNO3 | 14 | 67.66 | 23.54 | 22.45 | Lab-Ovh
COLE-007 | Elec,Surfactant,DJ,12mmx110mm,Refill,Lemo,Glass#SUR1502-003V | 0 | 0 | 0 | 0
77038628 | Raw,Isfet PCB | 0 | 0 | 223.5 | 223.5
00603000 | Raw,Isfet sensor,PEEK,PT1K | 0 | 0 | 223.5 | 223.5
16100008 | PNS,Velcro 1"wide x 12'L, 3M product | 0 | 0 | 13.28 | 13.28
63-0050 | Cross T flow Cell,W/1.5"FNPT,1/4"FNPT,#1911031 | 0 | 131.61 | 57.935 | 58.064 | Lab-Ovh
922-A02 | Sub,main case lid assembly | 0 | 0 | 145.055 | 0
22098501 | Buna Seal,T-Seal for piston for the Mark MKX, 3 pc set | 8 | 0 | 75.24 | 75.24
922-A01 | Sub,flow cell assembly | 0 | 0 | 1.61 | 0
875PH-B2F-AC | PH/ORP/ISE ANALYZER,220VAC,PIPE,FM,STORM DOOR,HART | 0 | 483.53 | 155.058 | 151.832 | Lab-Ovh
00370022 | Fitting,Nylon Cord Connector,1/2"NPT,Gray Hubble,White code | 14 | 0 | 4.19 | 4.19
E602-927 | Elec,pH,Mono,X-5,12x110mm,#5772301-003B | 11 | 36.89 | 13.688 | 12.877 | Lab-Ovh
E602-921 | Elec,Mono Reference, DJ,Refillable,12mmx110mm,#5771427-003D | 1 | 63.41 | 17.146 | 17.146 | PROX Lab
E602-005 | Elec,pH,XVF,SJ,12x110mm,Sealed,Black Epoxy,#5733534-003B | 1 | 63.41 | 28.123 | 24.715 | PROX Lab
WJF-002 | Preamplifier,F/Bnc(In-put)to SL,w/Battery,#99001062EB-016H | 0 | 67.05 | 19.885 | 13.223
RCAB-MODULE-AP | Elec,Residual chlorine Module,PVDF Mem,20mmOD,T,for APAConly | 0 | 0 | 122.334 | 83.566 | Lab-Ovh
PE-21SS | Elec,pH,SS304,1/2"NPT,ASGV,DJ,10FT,BNC | 39 | 110.21 | 41.194 | 41.194 | Lab-Ovh
WJF-006 | Elec,Plat,DJ,12x160mm,Sealed,w/'C' Gell,#2779864C-005BSP | 5 | 0 | 27.141 | 16.14
E602-001 | Elec,pH,SJ,X-5,Epoxy Body,115mm Length,#5733526-003B | 4 | 43.15 | 21.938 | 21.043 | PROX Lab
OE-21SS | Elec,ORP,SS304,1/2"NPT,PT DISC,DJ,10FT,BNC | 44 | 140.32 | 44.266 | 44.266 | Lab-Ovh
971818 | Elec,ORP combo,gold disc,12x120mmL,red PC,SJ,8FT,BNCw/GN BT | 0 | 0 | 0 | 0
971174-PH3FT | Elec,pH combo,ASG8,12x120mmL,bluePC,3FT,SJ,BNCw/BLU BT | 0 | 0 | 0 | 0
193V527-010B | Elec,pH,XVD,SJ,Epoxy Body,1/2" Housing | 3 | 278.35 | 9.595 | 3.912
971174-PH8FT | Elec,pH combo,ASG8,12x120mmL,bluePC,8FT,SJ,BNCw/BLU BT | 0 | 0 | 0 | 0
971174-ORP3FT | Elec,ORP combo,Ptdisc,12x120mmL,red PC,SJ,3FT,BNCw/BK BT | 0 | 0 | 0 | 0
108 | Elec,Cond,K=0.1,Graphite,12X110mm,10K,#5731301-44-010IJ8 | 0 | 0 | 0 | 0
C25-001-HB | Sub,Cable,HB,C25,1 Feet,Yellow Spade lug#77282226 | 0 | 0 | 2.477 | 0 | Lab-Ovh
DOGB-0001-M10 | Elec,Optical DO, DOGB-0001,10M cable, V9.11.12 | 0 | 550 | 147.576 | 147.576 | Lab-Ovh
ELM-011 | Elec,pH,X2D,DJ,Pharmacia,Delrin,KNO3 fill,#5743700S-S7 | 0 | 64.08 | 21.319 | 21.319 | Lab-Ovh
ELM-012 | Acce,Cable,RG174,SN6 to BNC,Ferrite at BNC(40mm),#9001041-00 | 977 | 16.82 | 7.2393 | 3.9098 | Lab-Ovh
E602-400 | Elec,pH, X-VD,DJ, Red Rod, 110mm Refillable,#RR577V703-003B | 0 | 148.94 | 74.466 | 70.749 | Lab-Ovh
33390013 | Raw,Cap 12mm Ryton .478" Core Pin | 6235 | 0 | 0.32494 | 0.22105
6121500 | EXTENSION, 1'' SENS BODY, CONV, PEEK | 0 | 0 | 0 | 0
BS813JH | PH 12 NPT HOLDER GUARDED | 53 | 0 | 210 | 210 | Lab-Ovh
00032235 | Raw,Barstock, CPVC 3.5"OD Gray | 0 | 0 | 121.54 | 121.54
22170227 | Raw,O-Ring,Viton, -227 | 6 | 0 | 0.5 | 0.5
77020118 | Connector,Six Pin Female,Amphenol,Nickel Plated cable mount | 135 | 0 | 12.25 | 12.25
ELM-014 | Acce,Cable,German DL,CD to BNC,Low Noise Coax,#9001041-003B | 0 | 28.51 | 16.963 | 10.662
77280009 | Connector,4 Pin Female,Military Style,Amphenol, Nickel Plate | 62 | 0 | 9.25 | 9.25
9016-10B | Elec,Plat,SJ,12x115mm,Epoxy Body,#2739602-010B | 11 | 54.67 | 38.515 | 18.914 | Lab-Ovh
ELM-015 | Acce,Cable,INCD:9001041-X17SN6 & 99001048-6BDSP,Elmacron,#EP | 0 | 69.81 | 48.58 | 37.322 | Lab-Ovh
PH10-3P2A-E3 | Elec,Dolphin,PH,FLAT BULB,W/PCB,PT1000,30FT CABLE,LUG,EPDM | 0 | 276.07 | 137.798 | 135.217 | Lab-Ovh
873PH-JIXFGZ-7 | PH ANALYZER,100VAC,4-20mA,METAL SURFACE MOUNT,FM,STORM | 0 | 379.74 | 204.233 | 204.233 | Lab-Ovh
871EC-RE0-3-40 | Elec,CT,RE0-3,40FT Cable Length | 0 | 582.74 | 446.079 | 432.451 | Lab-Ovh
871EC-SP0-3V-20 | Elec,871EC-SP0-3V,20FT Cable | 0 | 246.24 | 145.646 | 145.646 | Lab-Ovh
AMPS-A512 | ELEC,Sonde,2.85"OD,PVC,5P,CT/PH/ORP/ODO/WH,10M,RS485 output | 0 | 0 | 1503.366 | 0 | Lab-Ovh
2010480-15 | Acce,Adapter,Wiring FBNC to MBNC, Coax, 15' Length | 0 | 41.87 | 5.92 | 6 | Lab-Ovh
44009015 | Raw,Box,Fold-up Electrode Box, 6-1/8"x 2-1/8"x 10" | 2800 | 1.74 | 1.06 | 1.06
V-28KB-3BT | Elec,pH,MK7,X-VD,DJ,open junction,PT100,Ryton/Simriz | 0 | 0 | 63.72 | 69.545 | Lab-Ovh
44221412DW | Raw,Box,Shipping, 22x14x12" 275lb, Corrugated Double Wall | 58 | 0 | 5.47 | 5.47
COLE-012 | Elec,pH,X-V,DJ,3'Kynar Pipe,#396V702-010B | 0 | 0 | 45.06 | 45.06
ELM-016 | Elec,pH,X-2,DJ,PVC Elmacron Housing,W/KNO3,#1913796KX-015T | 0 | 78.36 | 29.292 | 42.425 | Lab-Ovh
ELM-017 | Elec,pH,GX-VF,DJ,12x110mm,Tuff Tip,#2732734-033B | 1 | 74.24 | 7.44 | 3.897
51198296-501 | Elec,Ref,12mm Pyrex glass,see Honeywell drawing | 2 | 76.57 | 21.68 | 21.68 | PROX Lab
C91-003-UYB | Sub,Cable,CE,3F,BNC w/blk Boot,Male insulated spade 220207 | 0 | 0 | 5.881 | 0 | Lab-Ovh
C91-003-UY | Sub,Cable,CE,3F,BNC,Yellow Boot,Male insulated spade 220207 | 0 | 0 | 5.838 | 0 | Lab-Ovh
COLE-014 | Elec,Ammonia,12mmx110mm,Delrin Body,#NH31501-X18Z | 1 | 210.65 | 45.776 | 16.346 | PROX Lab
1E1008-001U-SF | Elec,pH,Glass,ASGVII,LeadFree_#H0G7G-D00-X0X-X000XX, no pack | 0 | 3.27 | 3.9604 | 2.525
ZSEN089X-SF | Elec,pH,PC,ASGVIII,SJ,Fbr,AgCl,Gel,BlkBNCcap,pd prnt,no pkg | 1938 | 10.94 | 6.2824 | 5.8235
9347600U-SF | Elec,pH,GreyPolymer,ASGVIII,DJ#H0HCJ-L06-D0X-GX01XX See Note | 5774 | 30.34 | 22.2747 | 14.1652
ZSEN129X-SF | Elec,CT,PC,Carbon,K=1,10K,4-wire,Conn SHLP-05V-S-B,pad print | 305 | 23 | 19.814 | 10.2865 | Lab-Ovh
XPH-BTA5X-SF | Elec,pH,Epoxy Blue,ASGVIII,SJ#HPV6T-L00-SNX-Y04HSS*no pkg. | 1178 | 22.7 | 13.5701 | 13.5701
522187-SF | Elec,ORP,ABS BK,GD Disc,DJ#RE54A-G00-B0X-S003FB,no pkg. | 1175 | 39 | 44.11 | 35.3992
522186-SF | Elec,pH,ABS BK,ASGV,DJ#HE54A-W00-B0X-S003FB,no pkg. | 1964 | 24 | 10.68 | 11.492
871CC-M4-34 | CONTACTING CT,INSERT,HT PT100,K=10,C,CABLE PERSO,LUGLESS T | 0 | 0 | 484.948 | 0
BS811RM-50M | Acce,50M patch cable, stnd temp | 0 | 2039.33 | 602.669 | 0 | Lab-Ovh
R0AC-0001-SF | Elec,ORP,CPVC,PT Disc,DJ#R0ACC-F99-B0X-C010WBMC,no pkg. | 405 | 0 | 36.232 | 26.9836
ZSEN003X-SF | Elec,CT,Molded,Carbon,K=1.0#CT25I-C02-10X-F003TX,no pkg. | 1080 | 21.35 | 11.6235 | 11.3077
A-2001-20H | Elec,pH,TB551,X-VD,DJ,SPR,3Kohm,Kynar/Viton | 0 | 0 | 42.336 | 0
44009016 | Raw,Sleeve,VL Brand, 6-1/8"x 2-1/8"x10" Gray,Blue,White | 1062 | 0 | 1.4 | 1.4
WJF-008 | Elec,pH,SJ,X-5,115mm Length,Epoxy Body,#5733526-003B | 1 | 41.9 | 21.523 | 18.031 | PROX Lab
871CC-M4-34-40 | Elec,871CC-M4-34, 40FT CABLE LENGTH | 0 | 716.04 | 486.414 | 463.655 | Lab-Ovh
PH-X6733581LH | Elec,pH,X-2,SJ,AC,Epoxy,W/Oring 2-205,#6733581-013H | 0 | 0 | 13.515 | 0
88000021 | Raw,HoribaManual,300-D-2_300-D-5,RevNov2024,set of Eng&Jap | 525 | 0.15 | 0.15 | 0
500323-0003 | Sub,Tube,CT25,Blk ABS,fit Cap450289,Inside Step,#CT25A-44-01 | 0 | 0 | 0.457 | 0 | Lab-Ovh
CABL1-B-10M | Acce,Cable for detachable probe,Teldy-T,10M | 0 | 900 | 481.246 | 0 | Lab-Ovh
COLE-016 | Solu,activity standard,sodium,1000ppm,#NA0AS02 | 0 | 22.79 | 2.162 | 2.118
PH-X673V591-5M | Elec,pH,X-VD,SJ,AC,12x75mm,O-ring on Cap,Packed Column,Priva | 0 | 0 | 28.061 | 0 | Lab-Ovh
ELM-018 | Elec,pH,X-2,SJ,Special Custom Holder,PVC,#1913596X-005B | 7 | 71.22 | 31.58 | 36.207 | Lab-Ovh
ISTEK-037 | Elec,pH,X-2,DJ,12x300mm,Refill,#5773701A2-300-010BRCA | 0 | 0 | 36.8 | 36.8
ISTEK-038 | Elec,pH,X-5,SJ,12x115mm,Refillable,Calomel,#5733928R-003B | 2 | 73.47 | 24.494 | 28.823 | PROX Lab
ISTEK-039 | Elec,Cond,K=1.0,12x110mm,Platinm,w/PT100,#5771302-31-3BRCA | 1 | 163.84 | 48.779 | 37.683
ISTEK-040 | Elec,Cond,K=0.1,12mmX110mm,Plat,PT100,Epoxy,#5731302413BRCA | 1 | 240.75 | 95.49 | 24.358 | Lab-Ovh
ISTEK-041 | Elec,Conducitivity,K=0.1,SS,PT100,#C527-3-1-003BRCA | 7 | 88.65 | 47.947 | 0.847 | PROX Lab
ISTEK-042 | Elec,Conductivity,K=0.01,SS,PT100,Teflon,#C527-1-1-003BRCA | 1 | 93.58 | 39.149 | 48.811 | PROX Lab
ISTEK-045 | Acce,Membrane Kit,3 of 19mm memb #M0300P3-K1,O-ring,R001068- | 5 | 109 | 28.212 | 27.16
ISTEK-047 | Elec,pH,X-2D,DJ,12x120mm,Washer & Teflon,#BP600-010B-B120 | 0 | 0 | 11.318 | 3.679
ISTEK-048 | Elec,pH,X-2D,DJ,12x115mm,KNO3,#BP635KN-DSP-B115 | 0 | 0 | 41.4 | 41.4
ISTEK-049 | Elec,pH,X-2,DJ,9x250mm,Sealed,KNO3 Gell,#5133726KN-250-5B | 1 | 60.41 | 31.361 | 28.178 | PROX Lab
ELM-019 | Elec,pH,X-2D,SJ,12x126mm,Refill,Wick Junc,#5773508D-126-S7 | 1 | 68.43 | 24.21 | 23.568 | PROX Lab
ELM-020 | Elec,pH,X1,DJ,12mmx160mm,6mm Side arm,#PH4ERA0SA-S7-160 | 18 | 85.09 | 6.219 | 7.351
67430004 | Raw, Face Plate Label, Vinmetrica Logo for DO meter | 998 | 0 | 0.6 | 0.5
00190009 | Raw,Ring,Retaining "C" Clip SS | 1127 | 0 | 0.45 | 0.45
V-BC30B-003T | Elec,Chloride,DJ,3/4"MNPT Hex,CPVC,Flat,PT100,LCJ | 1 | 216.87 | 45.22 | 45.22 | Lab-Ovh
00600011 | Raw,Barstock,Peek(virgin) 1"OD, Black color | 0 | 0 | 30.93 | 30.93
577V701-S7 | Elec,pH,DJ,X-VD,12mmX110mm,Refillable | 0 | 0 | 6.285 | 4.309
22170335 | Raw,O-ring,Viton 75,.335"ODx.025"thick,Black Color | 888 | 0 | 0.93 | 0.89
SC-200-15 | ODO Meter+probe,DOM-L001,w/customer face panel | 0 | 639 | 192.974 | 194.77 | Lab-Ovh
1500111 | Acce,Adapter,T/L 316SS 1-1/2" MPT for twist-lock electrodes | 0 | 0 | 17.173 | 6.611
2010461S-6 | Acce,Cable,F6 to Hanked,6' Length,Coax w/3 Conductor,S=ZV Ca | 0 | 165.06 | 19.687 | 22.408 | Lab-Ovh
SI1L1V1A-180-5F | Sub,Stem,pH,5F,180mm Length | 32 | 0 | 0.82 | 0.77 | Lab-Ovh
5270801GS-S7 | Elec,Silver,DJ,GlassBody,GroundJoint,10mm,Ag2SCoated,Refill | 0 | 275.72 | 63.596 | 17.458 | PROX Lab
605ATGORP | Elec,Gold,DJ,1/2"MNPT,Ceramic Tuff Tip,#1938834-RBJ | 1 | 0 | 104.276 | 0.204
HEFER-001 | Elec,ph,DJ,X-5D,1.5"Sanitary SS,Annular,#HPSAN2793110TV12 | 1 | 410.42 | 105.611 | 101.096 | PROX Lab
EPT-IN-001-066P | Elec,FluoPTSA,PVC,4-20mA,2M,w/TEE,NOSG,EMEC,#XC-PTSA201-NSG | 0 | 725 | 312.832 | 351.228 | Lab-Ovh
EPT-IN-002-066P | Elec,FluoPTSA,GrayPVC,4-20mA,2M,w/TEE,EMEC logo,#XC-PTSA201 | 0 | 725 | 312.832 | 0 | Lab-Ovh
M10-003-030T | Sub,Nut,SS316,Cond,1" NPT,for .667"OD,4973 Style,teflon coat | 0 | 0 | 349.05 | 0 | Lab-Ovh
OIA-001 | Elec,Ref,PVC,Wick,7/16Thread,For OI Analytical#325348 | 3 | 42.87 | 16.045 | 4.276 | PROX Lab
ELM-021 | Elec,pH,XVD,DJ,12mmx110mm,Sealed,#V-0000-6B | 0 | 0 | 9.837 | 2.58
WJF-009 | Elec,pH,X2,DJ,12x115mm,,w/boot,AC,#5733730-003B | 1 | 55.58 | 26.352 | 5.225 | PROX Lab
WJF-010 | Elec,pH,X2D,DJ,PT1K,32" w/1"OD,1"Stickout,#3923701DS326BW10 | 0 | 261.47 | 124.838 | 105.946 | PROX Lab
C621-2-4-2-010T | Elec,Cond.,K=1.0,10K Ther 3/4"MNPT SS | 2 | 260.61 | 56.369 | 17.168 | PROX Lab
WJF-011 | Elec,pH,X5,DJ,12X115mm,EpoxyBody,Guard,w/boot,#5732726-003B | 0 | 0 | 3.517 | 2.55
331044 | Solu, NH4 Internal Fill Solution, 1:10 Dilution | 0 | 0 | 37.207 | 0
44000125 | Raw,Ziplock bag,1.25"x1.25" | 5423 | 0 | 0.001 | 0.00995
EP485AJ | Raw, RES 575A4 302 4A,3020000 ohms | 6 | 0 | 0 | 0
44340125C | Raw,Bulb Cap,Clear 1.25"ID x 1.500"Long | 774 | 0 | 0.332 | 0.332
EP485AK | Raw, RES 575A4 151 4A,1510000 ohms | 105 | 0 | 0 | 0
EP485AL | Raw, RES 575A4 116 4A,1160000 ohms | 18 | 0 | 0 | 0
EP485AM | Raw, RES 575A4 755 3A,755000 ohms | 8 | 0 | 0 | 0
V-HP0B-20BH | Elec,pH,X-VD,DJ,12x110mm,PT100,HighPurity,RFL,SPR,Wick | 3 | 252.12 | 40.613 | 37.413 | PROX Lab
77020650 | Raw,Connector,Lemo for Triaxle Cable,FFE.0S.650.CTAC42 | 788 | 0 | 20.9 | 19
00190278 | Raw,Barstock,SS 316L, 2-7/8"Dia | 12 | 0 | 248.28 | 248.28
553V501-003B | Elec,pH,X-V,SJ,6mmX155mm,Epoxy | 0 | 0 | 11.879 | 2.97
C621H-2-2-2-10T | Elec,Cond,K=1.0,SS,NEMA,PT1K,3/4"MNPT,Peek Insert,10FT | 0 | 0 | 240.91 | 0 | Lab-Ovh
C621H-3-2-2-10T | Elec,Cond,K=0.1,SS,NEMA,PT1K,3/4"MNPT,Peek Insert,10FT | 0 | 0 | 241.735 | 0 | Lab-Ovh
22430007 | Raw,O-Ring,EPDM,10X1.2mm | 500 | 0 | 0.47 | 0.47
31003639-501 | Elec,Sodium,Mono,#NA71527,12mmx100mm,Glass body, L&N Cap | 0 | 0 | 4.415 | 1.719
CABL1-A-10M | Acce,Cable for detachable probe,RS485,Amp-T,10M | 0 | 172.5 | 37.448 | 0 | Lab-Ovh
CLEAN-002 | Elec,Fluoride,DJ,12mmx110mm,Refillable,GlassBody,#F001502-3B | 0 | 0 | 0 | 0
77030033-10 | RAW, PCB Assy,Pressure, Sensor Brd, USB Modbus, Proteus | 10 | 0 | 48.51 | 33
SI1Q1V1GG-063 | Sub,stem,ORP,0.310"ODx2.48"L,Pt wire 0.01"ODx0.8"L,#BS805RS | 37 | 0 | 5.579 | 0
M07-032-015 | Sub,Tube,Black Epoxy,0.575"ODx0.522"L,#H028-E4-01,ELH-157 | 0 | 0 | 2.31 | 2.31 | Lab-Ovh
M01-032-055 | Sub,Body,blk epoxy,.575"x5.22"L,.235"ID,2-hole 0.04",LTJ,ELH | 26 | 0 | 5.709 | 5.709 | Lab-Ovh
COLE-023 | Elec,Plat,DJ,#S779861-120-DL,Sealed Reference | 0 | 0 | 32.429 | 2.972
DIK-004 | Elec,pH,XVD,DJ,12x115mm,Frit,Guard,Med Cap,RFV,#V-7000-17B | 0 | 53.85 | 25.007 | 9.282 | PROX Lab
ELM-025 | Elec,Plat,DJ,PVC,Reverse Polarity,#1919896X-5B | 2 | 88.09 | 55.475 | 55.475 | PROX Lab
220013-0001 | Sub,S7 connector#220013,Blk,2 fill holes#H04KG-04-02-R | 183 | 0 | 2.13 | 2.13 | Lab-Ovh
450120-0002 | Sub,Handle Body,PVC Grey,add Inner step#NOV5V-34-01-R | 110 | 0 | 1.412 | 1.412 | Lab-Ovh
NH12-PTS1 | Sub,ISE Ammonium,PVC,Module,PVCM,for Proteus only | 0 | 65.2 | 15.483 | 15.483 | Lab-Ovh
SI1L1V1B7-086 | Sub,stem,pH,ASG VII,Dome,0.235"x3.40"L | 0 | 0 | 0 | 0 | Lab-Ovh
COLE-024 | Elec,pH,X-2,SJ,3'ABS Pipe,PT100,#3983501-016BGV12 | 2 | 0 | 16.7 | 7.498
M01-063-003 | Sub,Body,Blue Polymer.472"ODx3.15"L,TLF,0.235"ID#H0PAL-04-04 | 0 | 0 | 4.771 | 0 | Lab-Ovh
5990-99 | Bottle set,1 closed bottle,drilled cap and 2-112 buna oring | 0 | 2.29 | 0.253 | 0.243
M02-004-082 | Sub,Cap,Blk Delrin,0.625"ODx1.18"L,#H0PAL-04-02 | 0 | 0 | 1.808 | 0 | Lab-Ovh
TAC1000-NG-PH | Elec,pH,ASG VII,bluePolymer,PT1K,SJ,cable300mm,M12 4pin | 0 | 0 | 35.764 | 0 | Lab-Ovh
D-G554V010-10B | Elec,Oxygen,Galvanic,12x110mm,Delrin Body | 0 | 0 | 62.83 | 62.83
C91-X12-M12 | Sub,Cable,CE,12inches(300mm),4-pin M12 | 0 | 0 | 11.746 | 0 | Lab-Ovh
C2-019-HA | Sub,Cable,HA,C2,19 Feet,Connector:77280014,Cable:99030517 | 0 | 0 | 12.738 | 12.738 | Lab-Ovh
SI1I1V2DN-136 | Sub,stem,ORP,Pt Band,0.195"ODx5.35"L,Annular Ceramic | 0 | 0 | 18.756 | 0 | Lab-Ovh
SI1I1V2KK-136 | Sub,stem,ORP,2.5nmmPt Disc,0.195"ODx5.35"L,Annular Ceramic | 3 | 0 | 5.648 | 4.926 | Lab-Ovh
SI1I1V2C8-136 | Sub,stem,pH,ASG VIII,0.195"x5.35"L,Ceramic#H035N-E2-01 | 0 | 0 | 1.526 | 0 | Lab-Ovh
S-H028-0001 | Sub,Body Assy,pH,SJ,ASG V,Flat,Blk Epoxy,#H028L-16-02 | 5 | 0 | 5.911 | 5.911 | Lab-Ovh
ECO-IN-005-03BT | Elec,CT,K=1.0,Graphite,3/4" NPT,CPVC,PT100,3F,BNC w/T. | 0 | 0 | 35.397 | 0 | Lab-Ovh
ELM-026 | Elec,pH,X-BF,DJ,12x80mm,Epoxy Body,Tuff Tip,#2733534-80-020B | 1 | 56.23 | 11.582 | 7.673
DESIGN-001 | Elec,Dual Platinum,SJ,12x110mm,1/2"MNPT CAP,#2779092.5-010T | 2 | 204.57 | 58.54 | 38.111 | Lab-Ovh
577V710-003B | Elec,pH,XVD,DJ,12mm Sleeve Junction,Refill | 0 | 0 | 57.695 | 28.193
ELM-027 | Elec,pH,XVF,DJ,12x90mm,PVC Cap W/2 O-Ring,#5733734S-90-BJ | 0 | 58.36 | 30.114 | 22.754 | PROX Lab
573V726OA-003B | Sub,pH,XV,DJ,12X115mm,EpoxyBody,OpenJunctionDrill.030"HOLE | 0 | 102.67 | 39.66 | 39.66
M09-002-069 | Sub,Insert,Ryton,Ceramic,0.202"Glass,Flush Tip,0.9"Insert | 0 | 0 | 5.937 | 0 | Lab-Ovh
573V526A-010B | Elec,pH,X-V,SJ,12x115mm,Amber Body,White Stamp,BNC W/Heat | 0 | 0 | 27.81 | 27.81
577V521-010B | Elec,pH,SJ,XVD,12mmX110mm,Glass body,Refillable | 3 | 0 | 11.881 | 4.735
EFH-IN-001-10TL | Elec,pH,VF,DJ,3/4"Ryton Hex,PT1K,0.9"Iinsert,LCJ,Flush Tip | 0 | 89.15 | 36.212 | 0 | Lab-Ovh
M09-002-070 | Sub,Insert,Ryton,Ceramic,0.325"Glass,Flush Tip,0.9"Insert | 0 | 0 | 5.926 | 0 | Lab-Ovh
EFH-IN-001-25TL | Elec,pH,VF,DJ,3/4"Ryton Hex,PT1K,0.9"Iinsert,LCJ,Flush Tip | 0 | 109.98 | 45.679 | 0 | Lab-Ovh
EOR-IN-001-10TL | Elec,Plat Disk,DJ,3/4"Ryton Hex,0.9"Insert,LCJ,Flush Tip | 0 | 105.12 | 33.66 | 0 | Lab-Ovh
WJF-013 | Elec,pH,XVD,DJ,12x80mm,Glass,LABELw/#V-0010-20B | 2 | 89.73 | 32.321 | 32.321 | PROX Lab
99030025 | Cable,C-61,30ga Orange wire Teflon jacket | 1220.2 | 0 | 0.143 | 0.143
99030026 | Cable,C-59,30ga Brown wire Teflon jacket | 1927.2 | 0 | 0.343 | 0.26
D-G554PE10-3BU | Elec,Galv,12x110mm,DelrinBody,PT1K,SS Cartridge,Consort | 0 | 0 | 3.028 | 0
WJF-014 | Elec,pH,XVD,DJ,12x80mm,Glass,Sealed,#V-0010-3B | 2 | 82.69 | 27.415 | 3.674 | PROX Lab
WJF-015 | Elec,pH,SJ,XV,12X115MM,30K ther,Star Meter,573V528A1-3BIS8 | 0 | 0 | 0 | 0
EP485Q-TF0071XX | EP485Q+ECEPCO250026A | 0 | 234.92 | 109.392 | 109.392 | Lab-Ovh
EP485Q-TF0185XX | EP485Q+ECEPCO250026B | 0 | 236.21 | 110.602 | 110.602 | Lab-Ovh
LITHMPVC01 | Sub, PVC Membrane, ISE-Lithium, 50mm OD | 0 | 0 | 139.43 | 0
CCDDCR2010C0C | Elec,COND, K=10.0,Graphite,PT1K,20ft cable,1"NPT,cal cert | 0 | 312 | 136.347 | 0 | Lab-Ovh
573V534-003B | Elec,pH,XVD,SJ,12x110mm,Tuff Tip,Sealed Ref,Black Epoxy | 0 | 0 | 9.235 | 4.053
INW-006 | Elec,Conductivity,K=0.7,Graphite,Black PVC body,special | 0 | 0 | 28.33 | 28.33
V-19KDE-F6-152 | Elec,pH/ORP,DJ,X5F,plat,152mmINS,PT1K,T/L,Kynar,Simriz,F6 | 0 | 873.71 | 95.767 | 95.767 | Lab-Ovh
SI2E11M-131 | Sub,stem,ORP,3mmGD disc,0.124"x5.13"#RH35T-B1-01 | 772 | 0 | 25.7434 | 14.01
RH35-AS03 | Elec,pH/ORP,EpoxyBL,ASGVIII/GD,SJ,LOGO#RH35T-L00-S0X-C012BB | 18 | 88.5 | 58.399 | 58.399 | Lab-Ovh
500323-0004 | Sub,Tube,CT25,Blk ABS,5.32"L,Inside step0.47"D#CT25A-Y4-01 | 0 | 0 | 0.457 | 0
109 | Elec,Cond,K=0.1,Plat,12X110mm,10K,#5771302-44-003IJ8 | 1 | 0 | 37.51 | 37.51
52030-DS | Raw,Molded Plastic Part w/ threading RoHS2# | 0 | 0 | 0.39 | 0
00221803 | Raw,Threaded Pipe Fitting, Reducer,PVC,1-1/2 x1-1/4 NPTMae | 10 | 0 | 3.07 | 3.07
9015-3B | Elec,pH,SJ,X1,#2733526-003B,12x115mm,Epoxy,BNC Blue boot | 0 | 0 | 10.3 | 10.3
SZ1024 | Elec,pH,SJ,X-5,#2733526-017B,12x115mm,EpoxyBody | 4 | 28.45 | 15.034 | 13.857 | Lab-Ovh
SZ2014 | Elec,Plat,SJ,#2739601W-017B,12x115mm,0.020"plat,Epoxy | 1 | 33.03 | 22.402 | 21.377 | Lab-Ovh
NH4MK22 | Replacement Mem,Ammonium,3 mem,oring,inner&ref fill | 0 | 104.97 | 14.389 | 14.389 | Lab-Ovh
C91-003-VX | Sub,Cable,VX,CE Cable,3F,male BNC,RCA plug 220100 | 0 | 0 | 5.9 | 0 | Lab-Ovh
DOGB-0001-M02 | Elec,Optical DO, DOGB-0001,2M cable, V9.11.12 | 0 | 0 | 127.024 | 0 | Lab-Ovh
3KXA843002U0100 | Elec,Residual chlorine Module only, RCAB-MODULE no MEM-CAP | 0 | 225 | 109.275 | 0 | Lab-Ovh
TU90-D002-1H | Elec,TU,SUBMER,GrayPVC,1.53ODx7.7"L,w/wiper,RS485,0-100NTU | 0 | 975 | 450.75 | 0 | Lab-Ovh
TU90-D002-15H | Elec,TU,SUBMER,GrayPVC,1.53ODx7.7"L,w/wiper,RS485,0-1500NTU | 0 | 975 | 450.75 | 0 | Lab-Ovh
NH41508-033T | Elec,Ammonium,12x110mm,Epoxy Body,Refillable | 0 | 395 | 39.627 | 38.563 | Lab-Ovh
2010662-2H | Acce,Adapter,Wiring SN6 to Hank 3mm Coax, 2' Length | 0 | 59.02 | 6.224 | 6.945
V-4001-10BH | Elec,pH,X-VD,DJ,TC 3000ohm,3/4"MPT Kynar W/Grd,SPR | 1 | 340.74 | 60.879 | 25.554 | PROX Lab
35803-35 | Solu,ActStandard,Surfactant,475ml,0.05M Hyamine,#SURAS01 | 0 | 0 | 1.596 | 20.634
53-0009 | Elec,pH mono,0.230"/0.165"ODx1.6"L,ASG-V,dome,redwire25mm | 2 | 14.5 | 2.214 | 2.214 | Lab-Ovh
53-0010 | Elec,pH mono,0.230"/0.165"ODx1.6"L,GX-5D,black wire 25mm | 2 | 14.5 | 2.233 | 2.233 | Lab-Ovh
SI1K3G1B5-041 | Sub,stem,pH,ASG V,dome,0.230"/0.165"x41mmL | 7 | 0 | 0.8 | 0.8 | Lab-Ovh
SI1K3G1B-041-5D | Sub,stem,pH,GX-5D,dome,0.230"/0.165"x41mmL | 3 | 0 | 0.8 | 0.763 | Lab-Ovh
PH10-3N2A-5H | Elec,Dolphin,PH,FT BULB,PT1K,50FT HTCABLE,PIN LUGS | 0 | 403.08 | 307.656 | 299.18 | Lab-Ovh
452-70D | Elec,Plat Disk,DJ,TC 300 ohm,1" MPT,LKJ,SPR | 0 | 0 | 10.874 | 7.714
871EC-LB0-3-20 | Elec,871EC-LB0-3, 20FT CABLE LENGTH | 0 | 509.82 | 375.726 | 351.628 | Lab-Ovh
BS811RM-F100 | Acce,100ft patch cable, stnd temp | 1 | 1286.23 | 379.562 | 367.493 | Lab-Ovh
871EC-RE0-3K-20 | Elec,871EC-RE0-3K,20FT Cable | 0 | 534.18 | 411.67 | 373.976 | Lab-Ovh
6000-062/M-010M | Acce,10M extension Wire Cable for 871CC | 0 | 70.49 | 20.036 | 20.139 | Lab-Ovh
COLE-032 | Elec,pH,X-5,DJ,12x115mm,PT1K,Sealed,#5735728A4-003BU | 1 | 71.53 | 26.882 | 5.889 | PROX Lab
EDO-IN-001-10TL | Elec,ODO,Ryton,DOGB-0001,RS485,10ft cable,EMEC logo | 0 | 359 | 131.809 | 135.31 | Lab-Ovh
C96-010-TC | Sub,Cable,6C:200155-WP,10F,ODO,See DWG#C96-05-01 | 0 | 0 | 9.221 | 8.161 | Lab-Ovh
35812-22 | Elec,Iodide,DJ,12x110mm,Refillable,Epoxy,#I001508-010B,CN | 0 | 0 | 13.24 | 3.183
C96-025-TC | Sub,Cable,6C:200155-WP,25F,ODO,See DWG#C96-05-01 | 0 | 0 | 18.772 | 16.262 | Lab-Ovh
EDO-IN-001-25TL | Elec,ODO,Ryton,DOGB-0001,RS485,25ft cable,EMEC logo | 0 | 389 | 142.307 | 144.214 | Lab-Ovh
WJF-016 | Elec,Ammonia,12mmx110mm,Delrin Body,#NH31501C-X18Z | 0 | 0 | 70.636 | 39.028
EOR-IN-001-25TL | Elec,Plat Disk,DJ,3/4"Ryton Hex,0.9"Insert,LCJ,Flush Tip | 0 | 120.45 | 38.593 | 0 | Lab-Ovh
ISTEK-050 | Elec,pH,GX1,SJ,4x180mm,Reduced Tip,Refillable,#5473902-003B | 2 | 80.59 | 23.662 | 4.867 | PROX Lab
ISTEK-051 | Elec,Reference,12x110mm,Calomel,Refillable,#5771424-003B | 8 | 63.45 | 17.589 | 3.779 | PROX Lab
ISTEK-052 | Elec,Platinum,SJ,12x115mm,Sealed,#5739602-010B | 2 | 92.99 | 36.325 | 43.548 | Lab-Ovh
ISTEK-054 | Elec,Plat,DJ,12mmX120mm,Autoclavable,#SA79861-120-DL | 1 | 109.46 | 33.364 | 9.158
C13-025-UH | Sub,Cable,UH,C13,25F,Male BNC,Cable#99030214,Strip&T | 0 | 0 | 21.868 | 0 | Lab-Ovh
EPH-IN-002-10TL | Elec,pH,VD,DJ,3/4"NPT Ryton/Graphite,PT1K,0.9",Guard,LTJ | 0 | 92.39 | 39.838 | 0 | Lab-Ovh
EPH-IN-002-25TL | Elec,pH,VD,DJ,3/4"NPT Ryton/Graphite,PT1K,0.9",Guard,LTJ | 0 | 121.64 | 51.733 | 0 | Lab-Ovh
ISTEK-060 | Elec,Galvanic,12x90mm,Delrin,#023BG25-90-DL | 0 | 0 | 33.99 | 33.99
WJF-018 | Elec,Submersion,Electrode Holder,CPVC,2 Piece Gland,#3921060 | 0 | 77.95 | 37.524 | 4.921
EPH-IN-002-10BT | Elec,pH,VD,DJ,3/4"NPT Ryton/Graphite,PT1K,0.9",Guard,LTJ | 0 | 94.87 | 38.634 | 0 | Lab-Ovh
EPH-IN-002-25BT | Elec,pH,VD,DJ,3/4"NPT Ryton/Graphite,PT1K,0.9",Guard,LTJ | 0 | 124.12 | 50.529 | 0 | Lab-Ovh
EPH-IN-002-QC | Elec,pH,VD,DJ,3/4"NPT Ryton/Graphite,PT1K,0.9",Guard,LTJ | 0 | 96.26 | 35.192 | 0 | Lab-Ovh
C1-025-UF | Sub,Cable,UF,C1,25F,Male BNC:77020104,Cable:99030028,Blue T | 0 | 0 | 18.819 | 0 | Lab-Ovh
C1-025-TC | Sub,Cable,C1,25F,Cable:99030028,Strip & tin | 0 | 0 | 17.811 | 0 | Lab-Ovh
29045-08 | Elec,pH,XVD,DJ,12X225,Ferm,PT100,S8 Spin,#H635DSP1V12225 | 1 | 127.28 | 45.103 | 123.115 | PROX Lab
C75B410-F | Elec,Cond,K=1.0,12x110mm,SS,PT100 | 0 | 238.68 | 37.124 | 16.128 | PROX Lab
EP485CN | Raw,RES 575A4, 333R75A, 333.75 ohms | 16 | 0 | 0 | 0
EP485CS | Raw,RES 575A4, 1550A, 155.0 ohms | 0 | 0 | 11.25 | 0
93X218916 | Elec,pH,FS-5,SJ,#13-620-290,6x180mm,Black Epoxy,Sealed,30"B | 0 | 59.79 | 48.369 | 32.128 | PROX Lab
EP485DE | Raw,RES 575A4, 26R5A, 26.50 ohms | 0 | 0 | 6.19 | 0
EP485DS | Raw,RES 575CX, 2R67A, 2.67 ohms | 0 | 0 | 0 | 0
EP485DG | Raw,RES 575C4, 19R0A, 19.00 ohms | 9 | 0 | 0 | 0
SZ02K | Acce,Membrane Kit,3 of 1 mil solution for SZ10T-PB,#M030NG2C | 0 | 0 | 46.315 | 14.944
33753 | Solu,Activity Standard,Calcium,1000 ppm,#CALAS02 | 0 | 25.12 | 2.162 | 2.118
EP485DP | Raw,RES 575CX, 6R25A, 6.25 ohms | 8 | 0 | 7.28 | 7.28
WJF-021 | Elec,pH,XVD,DJ,PT100,1" MPT Kynar,Guard,SPR,#V-500B-20H | 3 | 163.2 | 73.7 | 71.015 | PROX Lab
FIT12-1RC040L | SENSOR HOLDER PROTECTION,w/guard,1-1/2NPT,40mml,316SS | 0 | 823.13 | 336.424 | 0 | Lab-Ovh
WJF-050 | Elec,pH,X2D,DJ,12x110mm,Sealed Reference,#5773794-005H | 1 | 84.1 | 24.938 | 24.561 | PROX Lab
XC-TRYP2 | Elec,Fluorometer,Tryptophan,Ti,NTC-30K,Teledyne CONN,RS485 | 0 | 0 | 494.154 | 0 | Lab-Ovh
ELH-155 | Elec,pH,LPH,SPR,KCl,Epoxy,Fiber,12x120,3FT,BNC#LPH-300 | 0 | 73.09 | 25.686 | 25.686 | Lab-Ovh
ELH-156 | Elec,pH,Epoxy BK Solid,OD12mmX120mmL,ASGV,SJ,3FT,BNC#H028 | 0 | 42.06 | 18.479 | 0 | Lab-Ovh
ELM-028 | Elec,pH,DJ,XVD,K2S04 Polymer,CPVC Elmacron,#192V720CSXK210B | 16 | 87.93 | 32.569 | 32.971 | Lab-Ovh
ELH-157 | Elec,pH,Epoxy BK Solid,OD14.7mmX120mmL,ASGV,DJ,3FT,BNC | 1 | 63.11 | 22.904 | 22.904 | Lab-Ovh
ELH-158 | Elec,Cond,K=0.1,12mmX110mm,PT100,3M,#5731302-4A1-10HB | 0 | 270.37 | 106.895 | 0 | Lab-Ovh
ELH-159 | Elec,Cond,K=0.1,12mmX110mm,PT100,6M,#5731302-4A1-20HB | 0 | 285.4 | 111.409 | 0 | Lab-Ovh
ELH-160 | Elec,Cond,K=1.0,Graphite,12x110mm Blk Epoxy,PT100,6M,Tinned | 0 | 91.3 | 29.28 | 0 | Lab-Ovh
875EC-D3U-A | ELECTRODELESS CT ANALYZER,24VAC,SURFACE,UL,STORMDOOR | 0 | 525.42 | 159.267 | 159.267 | Lab-Ovh
0061101-040FT | Cable,Extension Cable Assy, 40FT | 0 | 109.96 | 32.029 | 31.416 | Lab-Ovh
ECO-IN-005-10BT | Elec,CT,K=1.0,Graphite,3/4" NPT,CPVC,PT100,10F,BNC w/T. | 0 | 0 | 40.521 | 0 | Lab-Ovh
ECO-IN-005-25BT | Elec,CT,K=1.0,Graphite,3/4" NPT,CPVC,PT100,25F,BNC w/T. | 0 | 0 | 49.979 | 0 | Lab-Ovh
ECO-IN-005-03TL | Elec,CT,K=1.0,Graphite,3/4" NPT,CPVC,PT100,3F,Tinned Leads. | 0 | 0 | 34.339 | 0 | Lab-Ovh
ECO-IN-005-10TL | Elec,CT,K=1.0,Graphite,3/4" NPT,CPVC,PT100,10F,Tinned Leads. | 0 | 0 | 39.556 | 0 | Lab-Ovh
ECO-IN-005-25TL | Elec,CT,K=1.0,Graphite,3/4" NPT,CPVC,PT100,25F,Tinned Leads. | 0 | 0 | 49.023 | 0 | Lab-Ovh
11230005 | Raw,Wire,Silver, 99.99% pure, 0.050"Dia | 100 | 0 | 11.31 | 11.31
CHEMA-067 | Elec,pH,XVF,DJ,#V-B6200-40B,3/4"MPT CPVC,Teflon,Tuff Tip | 1 | 149.75 | 34.345 | 34.345 | Lab-Ovh
05292250 | PNS,Chemical, Tetramethyl-ethylenediamine 90% 100ml size | 1100 | 0 | 0.456 | 0.456
00150750 | Raw,Barstock,Polypropylene, 3/4"dia, black color | 0 | 0 | 2.12 | 2.12
M09-001-020 | Sub,Insert,Black Kynar,Teflon Junc.,Tuff Tip, 152mm for T/L | 10 | 0 | 16.856 | 17.887 | Lab-Ovh
PAP-60-20BA | Acce,Patch,AP,20mmODx1.5mmT,blk BA Overcoat | 0 | 0 | 12.56 | 0 | Lab-Ovh
95DB-140-VD | Sub,pH,SJ,VD,12x140mm Length,Ferm,Bend,Thick Wall | 0 | 0 | 5.35 | 0 | Lab-Ovh
WJF-023 | Elec,pH,DJ,XVD,Ceramic notched,T/L,Kynar body#TP511V000310AB | 0 | 131.77 | 57.363 | 43.88 | PROX Lab
WJF-024 | Elec,Plat,DJ,Kynar T/L,Notched Ceramic,#TP5119000307AB | 0 | 174.24 | 63.733 | 55.647 | Lab-Ovh
I-130E-F4-130 | Elec,pH,XVD,DJ,12x130mm,PT1K,Washer and Teflon,SPR,T-pull | 0 | 304.8 | 46.123 | 0 | PROX Lab
27011-54 | Elec,pH,DJ,XVBF,#1933734H-10BTV10,1/2"MNPT,Horizontal | 5 | 98.21 | 2.84 | 0.461
77022004 | Raw,CONN,RCPT MALE 4P GOLD SLDR CUP,M12 | 0 | 0 | 6.1178 | 0
77022005 | Raw,CONN,RCPT MALE 5P GOLD SLDR CUP,M12 | 0 | 0 | 4.8136 | 0
573V703-003B | Elec,pH,XVD,DJ,Spring Loaded,Refillable | 0 | 241.14 | 78.332 | 74.945
00039805 | Pipe Tee, CPVC 1"FNPT (threaded),sch 80 | 3 | 0 | 17.44 | 17.44
00220033B | Raw,Barstock,PVC 3/4"dia,Black color | 30 | 0 | 2.26 | 0
00077928 | Raw,Glass,Soda Lime, 4mm OD x .7mm wall | 30.306 | 0 | 16.4442 | 16.4442
ISC24 | Solu,Chloride Act. Standard,1000ppm,475mLbottle,#CLOAS02 | 0 | 0 | 1.596 | 1.045
ISE24B | Elec,Chloride,DJ,#CL01505-003B,12mmX110mm,Epoxy Body,Sealed | 0 | 0 | 24.785 | 6.55
ISE26B | Elec,Cyanide,DJ,12mmX110mm,Sealed,Epoxy body,#CN01505-003B | 0 | 0 | 46.246 | 1.7
CABL1-A-2M | Acce,Cable for detachable probe,RS485,Amp-T,2M | 0 | 65 | 21.531 | 21.531 | Lab-Ovh
ELH-161 | Elec,Cond,K=1.0,Graphite,3/4"NPT CPVC,PT100,6M#1921303 | 0 | 158.65 | 43.613 | 0 | Lab-Ovh
H031-0001-DS | Elec,pH,Plastics BK Smoke,ASGVIII,SJ#H031B-L00-S0X-S003BX | 0 | 0 | 8.48 | 0
F0HK-SEMI-CPVC | Elec,REF,CPVC,.325"ODx3.15"L,DJ,Ceramic Pin,3" Red wire | 1 | 44 | 8.796 | 8.796 | Lab-Ovh
27021-50 | Elec,Plat,DJ,#1969857-010B,3/4" Ryton,Self Cleaning | 1 | 91.13 | 50.93 | 50.93 | PROX Lab
ELM-030 | Elec,pH,X-2,SJ,CPVC Elmacron Housing,"C" Gel,#1923596CX-010B | 1 | 74.21 | 28.54 | 33.676 | Lab-Ovh
ELM-032 | Elec,pH,X-2,SJ,CPVC,w/guard,Polymer KCl,#1923596C-10BBV12 | 0 | 97.54 | 35.313 | 38.906 | Lab-Ovh
AK-PH | Elec,pH,ABS BK,ASGVIII,DJ,FBNC,with customer logo | 0 | 47 | 18.946 | 16.399 | Lab-Ovh
AK-ORP | Elec,ORP,ABS BK,PT Band,DJ,FBNC,with customer logo | 0 | 85.24 | 35.873 | 29.545 | Lab-Ovh
ELH-162 | Elec,ORP,PC red,Pt Disc,SJ,ceramic,Black S8 Conn | 0 | 66.73 | 22.152 | 0 | Lab-Ovh
27512-00 | Elec,Ammonia,12x110mm,Delrin,Threaded Membrane,#NH31501C-3B | 3 | 219.26 | 61.36 | 61.36 | PROX Lab
27512-95 | Acce,Membrane Kit (PK/3),NH3,Thread Memb,O-ring,#NH3MK07 | 4 | 45.66 | 14.827 | 13.62
ELH-163 | Elec,pH,PC,ASGVIII,DJ#H035N-L00-D0X-S003BX | 0 | 40.27 | 12.574 | 0 | Lab-Ovh
ELH-164 | Elec,ORP,PC,PT Band,SJ#R035N-P00-S0X-S003BX | 0 | 95.13 | 28.282 | 0 | Lab-Ovh
COLE-036 | Polishing paper,pack of 12pcs for ise elec.cleaning,#M000006 | 0 | 30.36 | 0.09 | 0.1
ELH-165 | Elec,ORP,PC,PT Disc,SJ#R035N-F00-S0X-S003BX | 1 | 45.8 | 15.443 | 15.443 | Lab-Ovh
ELH-166 | Elec,ORP,PC,PT Band,DJ#R035N-P00-D0X-S010BX | 0 | 90.57 | 32.185 | 0 | Lab-Ovh
ELH-167 | Elec,ORP,PC,PT Disc,DJ#R035N-F00-D0X-S010BX | 2 | 56.13 | 18.061 | 18.061 | Lab-Ovh
LH-010 | Elec,pH,DJ,XVF,#392V703ST-BJ,Teflon tuff tip,CPVC | 5 | 86.16 | 42.096 | 41.937 | PROX Lab
M26-017-020 | Sub,Junction,Porous Teflon,0.450"ODx0.450"Length,KVL-325 | 0 | 0 | 1.602 | 0 | Lab-Ovh
ELM-033 | Elec,pH,DJ,XVThick,12x120,K2S04,ShortJunc,#277V7TCSK212010B | 2 | 101.69 | 22.791 | 22.791 | PROX Lab
M17-005-003 | Sub,Pin,Natural Peek ,OD1/8"x0.07"Length for M09-020-013 | 0 | 0 | 0.026 | 0 | Lab-Ovh
EP485CW | Raw,RES 575A4, 77R5A, 77.5 ohms | 7 | 0 | 0 | 0
ELM-034 | Elec,Cond,K=1.0,SS,PT100,Elmacron housing,#1921396S-10TV12 | 2 | 106.44 | 9.185 | 9.185
ISE20B | Elec,Ammonium,DJ,12X110mm,Epoxy,Sealed,#NH41505-003B | 0 | 0 | 18.536 | 10.049
ISC20 | Solu,Activity Standard,Ammonium,#NH4AS02,1000ppm,475mL B | 0 | 0 | 2.162 | 1.503
M01-064-001 | Sub,Body,Grey Polymer,padprint,Intellical pH#HEHWJ-14-01 | 0 | 0 | 1.48 | 0 | Lab-Ovh
C32-008-BB | Sub,Cable,C32,8F, RG174,Male BNC | 0 | 0 | 0 | 0
COLE-039 | Elec,pH,DJ,X-BD,#5273706G-DL,Ground Joint,Double Refill | 0 | 0 | 34.614 | 16.013
WJF-026 | Elec,pH,X2D,DJ,LABEL w,12x160mm,Seal,BSPCap,#2773764C-005BSP | 3 | 106.21 | 5.296 | 2.81
93X219052 | Elec,Cond,K=10.0,#13-620-102,Plat 8 Pin Din with 10K,Epoxy | 0 | 0 | 70.412 | 69.291 | Lab-Ovh
EP485FG | Raw,RES 575CX, 4R9A, 4.90 ohms | 0 | 0 | 0 | 0
SI1L1V2A5-136 | Sub,stem,pH,ASG V,FLAT,0.235"x5.35"L,Ceramic#H028L-M2-01 | 485 | 0 | 0 | 0 | Lab-Ovh
ELM-036 | Elec,pH,X5,SJ,12x120mm,Wick,O-ring&washer,#2772593W-120-S8 | 2 | 73.93 | 27.566 | 27.566 | PROX Lab
ELM-037 | Elec,pH,X-5,SJ,12x120mm,Wick,#2772593W-120-030B | 0 | 69.92 | 23.515 | 29.225 | PROX Lab
ELM-038 | Elec,pH,GX5,SJ,12x115,w/Epoxy,#2732526E-010B,SEE NOTES | 0 | 0 | 9.097 | 3.634
V-4001-12BH | Elec,pH,X-VD,DJ,TC 3000ohm,3/4"MPT Kynar W/Grd,SPR | 0 | 0 | 46.164 | 17.956
35608-76 | Elec,Cond,K=1.0,Plat#5771302-3A1-3I8,12x110,30K,8 pin din | 0 | 157.65 | 62.795 | 62.795 | Lab-Ovh
R087-0002 | ELEC,ORP,CPVC,3/4"NPT,0.9"INS,PTDISC,DJ,Teflon,20ft,T | 0 | 145 | 43.125 | 57.956 | Lab-Ovh
H087-0036 | ELEC,pH,CPVC,3/4"NPT,0.9"INS,ASGV,DJ,Teflon,PT100,20ft,T | 0 | 126.61 | 50.257 | 50.634 | Lab-Ovh
H087-0037 | ELEC,pH,CPVC,3/4"NPT,0.9"INS,GXVD,DJ,Teflon,PT100,20ft,T | 1 | 126.61 | 50.257 | 50.634 | Lab-Ovh
CT25-0002-10 | Elec,CT,K=1,black ABS,graphite,PT100,10ft,T | 0 | 102.5 | 26.893 | 0 | Lab-Ovh
COLE-042 | BulbGuards,EpoxyforGlassBody12mm,(4)pcs per bag,#BG50125-12C | 0 | 11.53 | 3.956 | 4.444
ELM-040 | Elec,pH,X5,SJ,12x115,clear epoxy,10K ther,#2732528E3BRCV18 | 0 | 73.8 | 39.471 | 39.75 | PROX Lab
CT23-0018 | CT,K=0.1,BLACK POLYMER,PT foil,PT100,10ft,T | 0 | 167 | 93.47 | 0 | Lab-Ovh
CT25-0004-10 | CT,K=10,Black ABS,PT pin,PT100,10ft,T | 0 | 110.5 | 34.073 | 33.939 | PROX Lab
EOR-IN-002-10TL | Elec,Plat Band,DJ,3/4"NPT Ryton/Graphite,Sol,0.9",Guard,LTJ | 0 | 130.1 | 54.803 | 0 | Lab-Ovh
ISTEK-063 | Elec,pH,SJ,XVD,#577V521-003B,12mmX110mm,GlassBody,Refillable | 0 | 0 | 9.913 | 2.28
ISTEK-064 | Elec,pH,XV,DJ,#577V710-003B,12mm Sleeve Junction,Refill | 0 | 115.64 | 58.247 | 28.245 | Lab-Ovh
ISTEK-065 | Elec,Platinum,SJ,#5779601-003B,12x110mm,Refillable | 1 | 91.43 | 40.295 | 42.614 | Lab-Ovh
ISTEK-066 | Elec,Plat Band,SJ,#5779601-010B,12x110mm,Refillable | 2 | 0 | 4.151 | 2.116
ISTEK-067 | Elec,pH,XV,SJ,#577V504A2-3BRCA,12x110mm,PT100 | 0 | 0 | 27.81 | 27.81
871EC-LB0-3-100 | Elec,871EC-LB0-3,100FT CABLE | 0 | 802.15 | 688.791 | 653.661 | Lab-Ovh
ISTEK-069 | Elec,pH,XV,SJ,#577V504A2-30BRCA,12x110mm,PT100 | 0 | 0 | 33.99 | 33.99
ISTEK-070 | Elec,pH,XV,DJ,#577V701A2-300-10BRCA,12x300mm,Refill | 0 | 0 | 36.8 | 36.8
EP485AP | Raw, RES 575A4 580 3A,580000 ohms | 5 | 0 | 0 | 0
BS806FC | Raw,Latch | 140 | 0 | 4.92 | 4.92
CABL2-A-2M | Acce,Cable for detachable probe,RS485,Amp-T,2M,NOUART | 0 | 0 | 21.496 | 0 | Lab-Ovh
CABL3-A-2M | Acce,Cable for detachable probe,4-20MA,Amp-T,2M | 0 | 0 | 21.513 | 0 | Lab-Ovh
ISTEK-079 | Acce,Cable,German DL to BNC, 3mm OD Cable,#9001098-010B | 0 | 29.56 | 12.479 | 12.479 | Lab-Ovh
ISTEK-080 | Acce,Cable,3MM Cable,SN6 to BNC, #9001098-015B | 0 | 0 | 16.527 | 14.356
CABL4-A-2M | Acce,Cable for detachable probe,0-5V,Amp-T,2M | 0 | 0 | 21.513 | 0 | Lab-Ovh
P822800015B | Elec,Gold,DJ,3/4"NPT CPVC,Ceramic Tuff tip | 0 | 0 | 0 | 0
CABL5-A-2M | Acce,Cable for detachable probe,3wireloop,0-5V,Amp-T,2M | 0 | 0 | 21.479 | 0 | Lab-Ovh
CABL6-A-2M | Acce,Cable for detachable probe,3wireloop,4-20mA,Amp-T,2M | 0 | 0 | 21.479 | 0 | Lab-Ovh
CABL7-A-2M | Acce,Cable for detachable probe,4wireloop,0-5V,Amp-T,2M | 0 | 0 | 21.496 | 0 | Lab-Ovh
CABL8-A-2M | Acce,Cable for detachable probe,4wireloop,4-20mA,Amp-T,2M | 0 | 0 | 21.496 | 0 | Lab-Ovh
CABL9-A-2M | Acce,Cable for detachable probe,analog raw,Coax+4,Amp-T,2M | 0 | 0 | 18.97 | 0 | Lab-Ovh
SMCALAS05 | Solu,Starting Material,Activity Standard,Calcium,10ppm, 1L | 0 | 0 | 16.74 | 0
ISE27B | Elec,Fluoride,DJ,#F001505-003B,12mmX110mm,Sealed,Epoxy Body | 0 | 0 | 29.162 | 26.554
ISA27A | Solu,ISA I,Fluoride,1 GalBottle,TISAB 1,#F00IS01 | 0 | 0 | 2.562 | 8.65
MK7Z-11613110 | Holder,MKVII-Z 316SS InsAssy,ModTip,NoBV/Nple,16"ins,Kalrez | 0 | 0 | 501.897 | 80.96
EOR-IN-002-25TL | Elec,Plat Band,DJ,3/4"NPT Ryton/Graphite,Sol,0.9",Guard,LTJ | 0 | 156.06 | 64.502 | 0 | Lab-Ovh
EOR-IN-002-10BN | Elec,Plat Band,DJ,3/4"NPT Ryton/Graphite,Sol,0.9",Guard,LTJ | 0 | 132.58 | 55.795 | 0 | Lab-Ovh
EOR-IN-002-25BN | Elec,Plat Band,DJ,3/4"NPT Ryton/Graphite,Sol,0.9",Guard,LTJ | 0 | 158.54 | 65.532 | 0 | Lab-Ovh
EOR-IN-002-QC | Elec,Plat Band,DJ,3/4"NPT Ryton/Graphite,Sol,0.9",Guard,LTJ | 0 | 133.54 | 53.607 | 0 | Lab-Ovh
WJF-030 | Elec,pH,XVD,DJ,12x80mm,Sealed Reference,w/Boot,#V-0010-10B | 0 | 0 | 12.816 | 3.785
WJF-031 | Elec,pH,XVD,DJ,T/L,PT100,#V-100B-10BH | 0 | 0 | 7.118 | 0.265
BS809WJ | Raw,RCOM, CD-ROM | 0 | 0 | 0 | 0
ELM-042 | Elec,Platinum,SJ,#2739626E-010B,12x115mm,W/Epoxy | 4 | 99.04 | 51.003 | 47.354 | PROX Lab
MI611-226 | Raw,INSTRUCTION MANUAL | 0 | 0 | 0 | 0
MD0012-L | Elec,ISE,NH4,PVC,PVCM#MD0012,#331044 IFS,Low Concentration | 87 | 0 | 12.83 | 12.83 | Lab-Ovh
ISE35B | Elec,Sodium,DJ,#NA71505-003B,12mmX110mm,Sealed,Epoxy Body | 0 | 0 | 6.579 | 3.305
8391A | Elec,pH,XVD,SJ,#193V527-10B,1/2"MNPT,15mm insert,Epoxy,Stamp | 0 | 0 | 9.5 | 9.5
8391B | Elec,Plat Wire,SJ,#1939627W-10B,1/2"MNPT,Stamp,15mm,Epoxy | 0 | 0 | 12 | 12
E602-100 | Elec,pH,SJ,X5,#5733528A1-003B,12x115mm,30K,8PinDin,EpoxyBody | 0 | 0 | 14.513 | 5.61
C80-008-BY | Sub,Cable,Coax,RG174,8F,Male BNC,Black Shrink Tube | 0 | 0 | 0 | 0
ISA20 | Solu,Ionic Strength Adjustor,Ammonium,475ml,#NH4IS01 | 0 | 0 | 2.162 | 4.394
SI1G11KK-085 | Sub,stem,ORP,2.5mmPt Disc,0.165"x3.35L#Y410K-D1-01 | 0 | 0 | 0 | 0 | Lab-Ovh
C2-014-WM | Sub,Cable,WM,C2,14 feet,BNC with Blue Boot & Hank | 0 | 0 | 10.166 | 0 | Lab-Ovh
EP485AR | Raw, RES 575A4 3775 2A,377500 ohms | 201 | 0 | 0 | 0
EP485AS | Raw, RES 575A4 3375 1A,333750 ohms | 23 | 0 | 0 | 0
WJF-032 | Elec,pH,XV,SJ,12X115mm,Sealed Reference,#573V526-S7 | 0 | 45.79 | 20.12 | 19.384 | PROX Lab
EP485AT | Raw, RES 575A4 29 4A,290000 ohms | 6 | 0 | 0 | 0
EP485AU | Raw, RES 575A4 265 3A,265000 ohms | 2 | 0 | 0 | 0
EP485AV | Raw, RES 575A4 207 3A,207000 ohms | 9 | 0 | 0 | 0
EP485AW | Raw, RES 575A4 155 3A,155000 ohms | 0 | 0 | 0 | 0
EP485AY | Raw, RES 575A4 1335 2A,133500 ohms | 3 | 0 | 0 | 0
ELM-044 | Elec,pH,X-2,SJ,#1913596X-050T,Special PVC for Elmacron | 1 | 117.82 | 48.969 | 48.969 | Lab-Ovh
EP485AZ | Raw, RES 575A4 105 3A,105000 ohms | 15 | 0 | 0 | 0
EP485BA | Raw, RES 575A4 755 2A,75500 ohms | 0 | 0 | 0 | 0
00200034 | Raw,Barstock,Teflon 3/4"Dia,Virgin Grade | 0 | 0 | 6.03 | 6.03
AMPS-A513 | ELEC,Sonde,2.85"OD,PVC,5P,CT/PH/CL/NH4/PB,10M,RS485 output | 0 | 3291.13 | 1359.571 | 0 | Lab-Ovh
242008B | Raw,Int Ag,.010 x 6", w/0.094 bushing#APAC WG-00005 | 1200 | 0 | 0.36 | 0.36
CCDCTT2034SS0 | Elec,COND, K=1.0, 8550,20ft cable,3/4" NPT,SS Tag | 0 | 282 | 124.878 | 124.878 | Lab-Ovh
680090-P | OSP,FOAM,1.48"ODx0.25"L,BK DK2121,RHGAP-04-06 | 0 | 0 | 0.25 | 0.25
27021-00 | Elec,pH,GX-VBF,DJ,#TP5612000S10AB,3/4"NPT,Tuff Tip | 10 | 0 | 17.511 | 5.179
FUJI-002 | Elec,pH,XV HEMI,DJ,#577V701W-120-S7,12x120mm,Refill,1 Wick | 0 | 238.41 | 25.401 | 25.401 | PROX Lab
ELM-045 | Elec,pH,XVD,DJ,12X120,Dual wick,VP,3 wiresPT100,#I-10WB-VPI3 | 2 | 151.93 | 48.026 | 34.348
CCDBTTJB14SSC | Elec,COND,K=0.1,8550,junction box,1-1/4"SSBVA,SSTag,Cal Cert | 0 | 1105 | 490.669 | 512.785 | Lab-Ovh
44121212-DW | PNS,Box, Shipping 12'' x 12''x 12'' Corrugated Double Wall | 0 | 0 | 1.64 | 1.64
COLE-051 | Elec,Reference,DJ,Ceramic,12X110MM,Refill,#5771427-003B | 0 | 0 | 4.841 | 2.135
CCDATR2014SS0 | Elec,COND,K=0.01,PT1000,20FT,1-1/4"SS BVA,SSTAG | 0 | 1112 | 476.159 | 505.603 | Lab-Ovh
CCDBTRJB34S00 | Elec,Cond,K=0.1,TI,3/4"NPT,PT1000,J-Box | 0 | 275 | 158.241 | 158.241 | Lab-Ovh
B4016PJ | Raw,LABEL, 0.65 x .20 GLOSS, ILS 217,TPC320GP | 10000 | 0 | 0.02695 | 0.02695
C29-012-CL | Sub,Cable,CL,C29,12F, 2 Male BNCs | 0 | 0 | 8.549 | 0 | Lab-Ovh
C29-012-CLS | Sub,Cable,CL,C29,12F,2 BNC's,Blk Shrink Tube,pH,ORP label | 0 | 0 | 8.545 | 8.545 | Lab-Ovh
77020139 | Raw,Connector,EMC Ferrit Band, Black color | 1182 | 0 | 0.6658 | 0.6658
577V593-003B | Elec,pH,SJ,XVD,12mmX110mm,Sealed Reference | 0 | 0 | 45.32 | 45.32
05292567 | Raw, Chem, Lithium Ionophore VI | 85 | 0 | 8.83 | 8.83
77280005 | Connector,Gold Pin for "Q" connector | 1050 | 0.19 | 0.191 | 0.19
ELM-047 | Acce,Cable,GermanSN6 to BNC,#9001041-010B,RG174 Lownoise | 0 | 17.19 | 21.298 | 5.692 | Lab-Ovh
PI0023-PH | Elec,pH,XVF,DJ,#273V734T-015B,12x110mm,Epoxy,Tuff Tip,PTFE | 0 | 0 | 0 | 27.04
ISE31B | Elec,Nitrate,DJ,#N031505-003B,12X110mm,Sealed Ref.,EpoxyBody | 0 | 0 | 9.387 | 25.944
ISC31 | Solu,Nitrate Activity standard 1000ppm,475ml,#N03AS02 | 0 | 0 | 2.162 | 1.474
22712010 | Raw,O-Ring,BN70 2-010 Teflon Coated | 165 | 0 | 0.2 | 0.2
COLE-053 | Elec,Water Hardness,DJ,3/4"NPT Kynar Body,#V-4WHAH-10B | 0 | 0 | 12.995 | 2.798
V-516B-20H | Elec,pH,DJ,TuffTip,Kynar 1"MPT w/Grd,100ohm,SolGrnd,SPR | 1 | 399.95 | 78.667 | 73.293 | PROX Lab
ELM-048 | Elec,pH,X2D,SJ,#2753592-010B,12x213mm,Stainless Body | 17 | 85.38 | 7.372 | 11.296
CABL1-B-5M | Acce,Cable for detachable probe,Teldy-T,5M | 1 | 702.08 | 416.433 | 416.433 | Lab-Ovh
EP485BB | Raw, RES 575A4 69 3A,69000 ohms | 15 | 0 | 0 | 0
ISTEK-082 | Elec,pH,XV,SJ,#577V905-003B,12x110mm,Refillable Reference | 0 | 0 | 19.37 | 19.37
ISTEK-083 | Elec,pH,XVD,SJ,#557V501-003B,6x110mm,Reduced Tip,Refillable | 0 | 46.75 | 4.724 | 4.019
ISTEK-085 | Elec,Ref,SJ,#5771423-003B,12x110mm,Ceramic,Refillable | 0 | 34.11 | 18.29 | 15.172 | PROX Lab
ISTEK-086 | Elec,pH,SJ,VD,#577V593A2-003BRCA,12X110mm,Glass body,PT100 | 0 | 69.93 | 31.498 | 31.498 | PROX Lab
ISTEK-087 | Elec,pH,SJ,XV,#577V593A2-15BRCA,12mmX110mm,Glass body,PT100 | 0 | 0 | 20.981 | 1.241 | Lab-Ovh
ISTEK-088 | Elec,Cond,K=1.0,#5731302-31-3BRCA,12x110mm,Plat.,PT100,Epoxy | 0 | 0 | 10.39 | 6.741
ISTEK-090 | Elec,Cond.K=1.0,Plat,#5771302-31-10BRCA,12X110mm,PT100,Glass | 0 | 0 | 23.9 | 23.9
ISTEK-092 | Elec,pH,SJ,XV,#573V526-90-DL,12x90mm,Epoxy | 0 | 0 | 11.13 | 11.13
EP485BC | Raw, RES 575A4 6125 1A,61250 ohms | 13 | 0 | 0 | 0
ISTEK-084 | Elec,pH,SJ,XVD,6mmX110mm,reduced tip, refill,#557V902-003B | 2 | 57.15 | 5.964 | 0
EP485BD | Raw, RES 575A4 53 3A,53000 ohms | 0 | 0 | 0 | 0
DESIGN-004 | Acce,Adapter,1/2" FNPT to 5/8-14 FBSP thread CPVC,special ma | 0 | 19.84 | 1.591 | 0.948
EP485BF | Raw, RES 575A4 3775 1A,37750 ohms | 0 | 0 | 0 | 0
EP485BG | Raw, RES 575A4 33375 0A,33375 ohms | 7 | 0 | 0 | 0
EP485BK | Raw, RES 575A4 207 2A,20700 ohms | 43 | 0 | 0 | 0
ISE34B | Elec,Silver/Sulfide,DJ,#AGS1505-003B,12mmX110mm,Sealed,Epoxy | 0 | 0 | 22.892 | 5.146
SP10T-10 | Elec,pH,X-VD,SJ,#573V528A4-10BU,12x115mm,PT1K | 0 | 0 | 11.13 | 11.13
2010662-10B | Acce,Adapter,Wiring SN6 to MBNC, 3mm Coax, 10' Length | 0 | 69.51 | 12.479 | 11.255
44000001-B | PNS,Peanuts, Shipping, 14 cu ft per bag, Biodegradable | 3 | 0 | 17.066 | 17.066
R001067 | Solu,Galvanic,Ag/Pb,Oxygen,Electrolyte,125mL | 0 | 25.8 | 1.482 | 1.74
ELH-168 | Elec,pH,X-V,DJ,3/4"MPT CPVC,Ceramic Tuff Tip,#V-BV100-10B | 0 | 176.74 | 23.054 | 0 | Lab-Ovh
1921303-34-020T | Elec,Cond,K=1.0,Graphite,3/4"NPT CPVC,10K | 0 | 243.84 | 42.736 | 17.774 | PROX Lab
LIT1508-003B | Elec,Lithium,12x110mm,Epoxy Body,Grey,Refillable | 0 | 0 | 48.035 | 0 | Lab-Ovh
LITIF01 | Solu,Internal Fill for ISE-Lithium, 1L | 0 | 0 | 18.26 | 0
V-710J-3BG2.5 | Elec,pH,XVF,DJ,12x110mm,Ceramic Tuff tip,SPR,30K,2.5 phone | 0 | 0 | 0 | 0
CALU-005 | Elec,pH,XVD,DJ,#P721VV09S30ET,8525ohm,Ceramic Tuff Tip | 0 | 222.52 | 41.673 | 21.817
08361=C=0000 | Elec,pH,5D,DJ,#8361,High Purity,316L SS | 0 | 128.75 | 74.221 | 76.481 | PROX Lab
44280004 | Raw Zip bag Lip And Tape With Resealable Tape 1.5" 2mil 8.5 | 0 | 0 | 0.16566 | 0
AMPS-A508-M02 | ELEC,Sonde,2.85"OD,PVC,5P,CT/PH/ORP/CL/ODO,2M,RS485 output | 0 | 0 | 1456.879 | 0 | Lab-Ovh
C94-M02-XH | Sub,C94(200151),2M,JST XHP-4#ASA7P-06-01 | 0 | 0 | 0 | 0
MK7H-183K-F01 | MK7H-183K,1" 150lb. Raised face Flange | 0 | 18256.51 | 10406.211 | 0 | Lab-Ovh
13-620-513 | Acce,Membrane,Carborne dioxide,3 membrane,#C02MK06F | 0 | 36.54 | 0.016 | 0.012
MK7H-183K-F | MK7H-183K, w/flush port&3pc BV&Raised face Flange | 0 | 0 | 6287.905 | 0 | Lab-Ovh
2010662-4SMB | Acce,Adapter,Wiring SN6 to F/SMB, Coax, C32 4' Length | 0 | 59.02 | 9.935 | 0
ELM-049 | Elec,pH,XVD,DJ,1"MNPT Kynar,Guard,Sol,PT100,#RP396PVV12315ET | 0 | 159.4 | 66.317 | 60.2 | PROX Lab
SZ3274.168 | Elec,Cond,K=1.0,Graphite Ring,#2731312-31S-17T,12X110mm | 10 | 53.39 | 36.284 | 37.037 | Lab-Ovh
643013-0024 | Foam bushing,blk,Vinyl 1/4"thk,OD0.736",ID0.21"/2x0.185" | 0 | 0 | 0 | 0
WJF-034 | Elec,pH,X-2,SJ,12x75mm,W/2-205 O-RING,w/Boot,#6773581-010B | 2 | 58.52 | 31.171 | 29.092 | PROX Lab
4IM00484 | Doc,Man,ISE Manual Quick Start Guide | 0 | 0 | 0 | 0
4IM00485 | Doc,Man,ISE Manual Lithium,Condensed Version, LITIM01 | 0 | 0 | 0 | 0
DIK-017 | Holder,3/4"MNPT Black Nylon Fitting,#M000009-750D | 0 | 0 | 5.974 | 3.772 | Lab-Ovh
THER-001 | Elec,Cond,K=1.0,Pt disk,10X70mm pyrex,25"SL,Flow cell | 6 | 223.22 | 47.5 | 47.5
351172-0004 | Sub,TC Tube,SS 316,Thermowell .156"ODx4.4"L | 18 | 0 | 1.654 | 1.654 | Lab-Ovh
E602-004 | Elec,pH,X2,SJ,#5773504-003B,12x110mm,Refillable Reference | 0 | 0 | 4.183 | 2.9
450126-0001 | Sub,Body,PC,light smoky,machine to fit S7 Conn#HR34B-14-01-R | 60 | 0 | 1.159 | 0 | Lab-Ovh
M01-064-002 | Sub,Tube,Grey Polymer,.0472x4.845"L,Refill,#R0HWJ-14-01 | 26 | 0 | 1.48 | 1.48
WJF-037 | Elec,pH,DJ,XVD,Kynar T/L,Flush Ceramic,#TP511V000115B | 0 | 0 | 36.645 | 9.742
M01-064-003 | Sub,Tube,Grey Polymer,.0472x4.845"LIntellical,#R0HWJ-04-01 | 0 | 0 | 1.48 | 0
C670-100334 | Acce,soak cap,Ondilo,APAC#4430A006 | 0 | 0.23 | 0.16 | 0.16
C670-100335 | Acce,sponge,Ondilo,APAC#WE-0046 | 0 | 0.14 | 0.1 | 0.1
AK1002 | Elec,pH,DJ,110mm,Spear Tip,wick,Ultem,NTC-30K,1M,BNC&RCA | 0 | 0 | 42.685 | 0 | PROX Lab
R035-9000 | Elec,ORP,PC,PT Band,SJ#R035N-P00-S0X-S010WB | 0 | 36 | 26.83 | 30.67
5671401S-003U | Elec,Ref,DJ,8mmx103mm,Ceramic,Double Refill | 0 | 0 | 0 | 0.2
05292611 | Raw,Chem,Hydrochloric Acid,37%,A.C.S.Reagent | 5200 | 0 | 0.0133 | 0.0137
RS11-D006 | Elec,Constant voltage RC,GLS,2PTband,DJ,PG13.5,0.5M,4PINCONN | 0 | 0 | 0 | 0
RS11-S009 | Elec,Constant voltage RC,GLASS,2PTband,SJ,PG13.5,1M cable,T | 0 | 0 | 0 | 0
EP485Q-TF0232XX | EP485QTF0232MXX+EPECO250026B | 0 | 231.54 | 106.012 | 0 | Lab-Ovh
ORP110-GS | Elec,Plat,SJ,#5739602-003B,12x115mm,EpoxyBody | 0 | 0 | 28.421 | 9.88
EP485Q-TF0075XX | EP485QTF0075MXX+ECEPCO250026A | 0 | 230.26 | 104.802 | 0 | Lab-Ovh
AGS1505-003B | Elec,Silver/Sulfide,DJ,12mmX110mm,Sealed,Epoxy | 0 | 0 | 0 | 0
C2-040-UF | Sub,Cable,UF,C2,40F,BNC and Tinned Leads | 0 | 0 | 27.483 | 0 | Lab-Ovh
TAC1000-NG-PHN | Elec,pH,ASG VII,bluePolymer,SJ,cable300mm,M12 4pin | 0 | 0 | 31.777 | 0 | Lab-Ovh
R0HK-SEMI-01 | Elec,ORP stem,glass, 0.125"ODx0.6"L,Gold disc,3" wire length | 1 | 163.9 | 32.782 | 32.782 | Lab-Ovh
CTHK-SEMI-01 | Elec,CT, CPVC body, 0.315"ODx1"L,graphite,4"wire length | 2 | 44.5 | 8.902 | 8.902 | Lab-Ovh
SI2E11M-015 | Sub,stem,ORP,3mmGD disc,0.124"x0.6"#R0HKG-01-01 | 0 | 0 | 0 | 0 | Lab-Ovh
44C004-JP1345-C | Sub,Carbon Pin,Graphite,0.2"ODx0.9"L, JP1345,CTHKC-04-01 | 19 | 0 | 2.793 | 0 | Lab-Ovh
00200200 | Raw,Barstock,Porous Teflon(PTFE).200"Dia x 11"L(50um x 40%) | 196 | 0 | 36.22 | 36.22
M01-010-093 | Sub,Housing,CPVC,Grey,0.315"ODx1.2"L,#CTHKC-04-02 | 15 | 0 | 3.961 | 0 | Lab-Ovh
876PH-SWCA-7 | PH/ORP/ISE INTELLIGENT TRANSMITTER | 0 | 281.05 | 124.714 | 0 | Lab-Ovh
COLE-058 | Elec,Cond,K=1.,Plat,1/4"CPVC,30K,6PinPhil.,#19213233A110WI6 | 0 | 0 | 48.571 | 4.523
875CR-J1U-A | CT/RESISITVITY ANALYZER,100VAC,PANEL,UL,STORM DOOR | 0 | 384.79 | 128.018 | 0 | Lab-Ovh
871CR-B2T1B1A1R | Elec,CT,R-Sensor,0.1,HTC,PVDF,TI,3/4"NPT PVDF BUSH,PT1K,TCF | 0 | 698.64 | 525.957 | 525.957 | Lab-Ovh
44141414 | PNS,Box, Shipping 14"x 14"x 14" Corrugated Single Wall | 0 | 0 | 1.27 | 1.27
202060 | Elec,Plat Wire,SJ,12X120mm,S8,Red PC,#5739602W-S8 | 11 | 39.14 | 17.952 | 17.132 | Lab-Ovh
202010 | Elec,Plat Wire,SJ,#5739602W-010B,12x115mm,Sealed | 0 | 0 | 24.85 | 10.175
201010 | Elec,pH,SJ,X-5,12mmX115mm,Epoxy Body,#5733526-010B | 0 | 0 | 9.043 | 3.463
201060 | Elec,pH,SJ,X-5,12mmx120mm,PC Blue,#PH7E130-S8 | 1 | 31.98 | 15.062 | 14.117 | Lab-Ovh
WJF-041 | Elec,pH,XVD,DJ,T/L,TC 100 ohm,SPR,#V-100B-10SL | 0 | 0 | 13.202 | 4.88
C91-M10-TV | Sub,Cable,CE,10M,4 wires,Tinned Leads,pH,Ref,TCs | 0 | 0 | 26.434 | 0 | Lab-Ovh
COLE-059 | Elec,pH,X-2,DJ,3'Kynar Pipe,#3963702-010B | 0 | 0 | 0 | 0
9001092P-020T | Acce,Cable,4PIN DL,Potentiostatic Wiring | 0 | 0 | 17.894 | 12.779
6000-130-0427FT | Acce,Cable,427ft extension cable for 871EC | 0 | 2899.17 | 828.334 | 0 | Lab-Ovh
R-10KB-16H-21 | Elec,pH,Live Tap,X-VD,PT100,Titan/Kynar/Simriz,1x21" | 2 | 803.5 | 60.558 | 43.446
35608-72 | Elec,Cond,K=0.1,Plat#5731302-4A1-3I8,12x110,30K,8 pin din | 3 | 82.4 | 100.094 | 100.094 | Lab-Ovh
35608-78 | Elec,Cond,K=10.0,Plat#5731302-6A1-3I8,12x130,30K,8 pin din | 2 | 100.87 | 58.869 | 41.635 | PROX Lab
ELM-050 | Elec,Plat,SJ,#2779685-120-S8,12x120mm,Sealed Reference | 1 | 104.62 | 46.692 | 40.845 | PROX Lab
ELM-051 | Elec,Gold,DJ,#1918896X-5B,SpecialPVC,Ceramic,Removable Guard | 0 | 253.59 | 124.358 | 89.448 | PROX Lab
M07-019-032 | Sub,Tube,Titanium,K=0.01,0.75"ODx21"L,C35,Honeywell | 0 | 0 | 0 | 0 | Lab-Ovh
M07-019-033 | Sub,Tube,Titanium,K=1.0,0.75"ODx21"L,C35,Honeywell | 0 | 0 | 0 | 0 | Lab-Ovh
M07-019-034 | Sub,Tube,Titanium,K=0.1,0.75"ODx21"L,4-Guard,C35 Style | 0 | 0 | 0 | 0 | Lab-Ovh
SERVICEFEE-NRE | NRE Service Fee | 0 | 0 | 0 | 0
44120906 | PNS,Box, Shipping 12''x 9''x 6'' corrugated single wall | 0 | 0 | 0.59 | 0.59
875PH-B2C-A | PH/ORP/ISE ANALYZER,220VAC,PIPE,CSA,STORMDOOR | 0 | 481.98 | 153.46 | 150.366 | Lab-Ovh
PH10-1P2A-E3 | Elec,Dolphin,PH,DOME BULB,w/GUARD,W/PCB,PT1K,30FT,EPDM | 0 | 271.9 | 137.622 | 129.755 | Lab-Ovh
PH12-2P11Q-PZZ | Elec,pH,12MM,HTDome Bulb,PEEK 120MM,PT100,VP Conn,FFKM,No Ce | 0 | 554.92 | 539.102 | 342.753 | Lab-Ovh
BS811RM-M10 | Acce,10m Patch Cable, stnd temp | 0 | 722.24 | 213.185 | 213.185 | Lab-Ovh
M26-017-023 | Sub,Jnct,PorousTFL,.625"x.400"L,0.275",0.16"#H077C-D4-03 | 0 | 0 | 0 | 0 | Lab-Ovh
S-SI1G11CC-120 | Sub,Stem Assy,pH,RA-C,0.165"x120mmL#H0HWX-Z6-01 | 0 | 0 | 0 | 0
1507212KP | Assembly,316SS Tube&Adapter,MK7Z,16"w/Q fttng,Kalrez o-rings | 0 | 0 | 460.944 | 49.825
BASF-001 | Elec,pH,MK7,X-VD,DJ,SPR,PT100,Klz,O-Ring(V-20KB-2BT-.47)note | 1 | 313.12 | 49.372 | 48.524 | Lab-Ovh
4IM00471 | Doc,Turbidity manual, digital,Teledyne connector | 0 | 0 | 0 | 0
CAAM-MOD | Elec,ISE module,PVC membrane only | 0 | 55.13 | 19.64 | 19.297 | Lab-Ovh
H011-D179 | Elec,pH,ASG#9,glass body,12x120mm,RG58,3M,BNC,APAC made | 0 | 0 | 0 | 0
R011-D072 | Elec,ORP,Pt band,glass body,12x120mm,RG58,3M,BNC,APACmade | 0 | 0 | 0 | 0
ELM-052 | Elec,Cond,K=1,GraphiteCPVC,ElmacronStyle,NoGuard,1921396-10T | 4 | 52.36 | 28.547 | 28.547 | PROX Lab
ETC-IN-002-066P | Elec,RC,Total,4-20MA,0-2PPM,EMEC,RC67-0201,Amp,2m | 0 | 354.85 | 170.492 | 0 | Lab-Ovh
ELM-053 | Elec,Cond,K=0.1,SS,ElmacronHsng,RemvableGuard,1921396S-4-10T | 0 | 0 | 2.942 | 0
EFC-IN-002-066P | Elec,RC,Free,4-20MA,0-2PPM,EMEC,RC68-0201,Amp,2m | 0 | 354.85 | 194.651 | 0 | Lab-Ovh
ELM-054 | Elec,Cond,K=0.1,SS,CPVC,PT100,ElmacronHsng,#1921396S410TV12 | 0 | 0 | 42.504 | 1.816
CT25-0022-10 | CT,K=1,black ABS,graphite,PT1K,10ft,T | 0 | 102.5 | 27.376 | 0 | Lab-Ovh
CT23-0028 | CT,K=0.1,BLACK POLYMER,PT foil,PT1K,10ft,T | 2 | 0 | 93.525 | 93.525 | Lab-Ovh
CT25-0024-10 | CT,K=10,Black ABS,PT pin,PT1K,10ft,T | 1 | 110.5 | 34.326 | 34.937 | PROX Lab
RH35-S005 | Elec,pH/ORP,PolymerBlu, ASG8/GDpin,SJ,CE,12FT,2BNCs,w/Fittig | 0 | 0 | 0 | 0
RH35-S006 | Elec,pH/ORP,PCBlu, ASG8/GD pin,SJ,CE,12FT,2BNCs,w/Fitting | 0 | 0 | 0 | 0
RH54-D009 | ELEC,pH/ORP,ABS BK,ASGVII/GD disc,1/2"NPT,DJ,CE,12F,2BNCs | 0 | 0 | 85 | 0
RH54-D010 | ELEC,pH/ORP,ABS BK,ASGVII/GD pin,1/2"NPT,DJ,CE,12F,2BNCs | 0 | 0 | 0 | 0
99039047 | Cable,C-19,4 cond,26ga Green,White,Red,w/Hi-TempL/N,GrayJack | 1070 | 0 | 2.82 | 2.82
M09-010-073 | Sub,Insert,CPVC,W/TFE Jct .275/.150,Grd,1.75"L#H077C-D4-04 | 0 | 0 | 0 | 0 | Lab-Ovh
M09-010-074 | Sub,Insert,CPVC,W/TFE Jct .160/.150,Grd,1.75"L#R077C-D4-02 | 0 | 0 | 0 | 0
ISC27 | Solu,FluorideActivityStandard,1000ppm,475 mL bottle,#F00 | 0 | 0 | 2.162 | 1.621
COLE-062 | Elec,pH,XVF,DJ,3/4"MPT CPVC,Ceramic,Old style,#192V757O-010B | 2 | 0 | 21.906 | 26.27
4IM00472 | Doc,Fluorometer,Tryptophan,RS485,standalone,AMP | 0 | 0 | 0 | 0
EP485BM | Raw, RES 575A4 155 2A,15500 ohms | 26 | 0 | 0 | 0
05295504 | Raw,Chem,Potassium Phosphate Dibasic Trihydrate,K2HPO4 | 9200 | 0 | 0.1574 | 0.1574
22082013 | Raw,O-Ring,Silicone 70, 2-013 | 237 | 0 | 0.015 | 0.015
13-620-183A | Elec,pH,FS5D,DJ,12X106mm Glass body,42" BNC | 0 | 45.47 | 30.468 | 30.468 | Lab-Ovh
13-620-108A | Elec,pH,FS5,SJ,12x106mm Epoxy,Sealed,42"B | 100 | 36.24 | 22.339 | 22.339 | Lab-Ovh
13-620-223A | Elec,pH,FS5,DJ,12X106mm Glass Body,BNC,Refill | 58 | 51.47 | 30.238 | 30.238 | Lab-Ovh
13-620-530A | Elec,pH,FS5,SJ,12x106mm Epoxy,10K,Refill,BNC/2.5mm phone | 377 | 49.31 | 26.855 | 26.855 | Lab-Ovh
5771302-61-003T | Elec,Cond,K=10,Dual Pt Band,12X130mm,Glass body,PT100 | 0 | 0 | 45.139 | 0 | Lab-Ovh
WJF-052 | Elec,Cond,K=0.1,Graphite,PT100,3/4"MPTCPVC,#1921301S-41-10H | 0 | 0 | 1.419 | 0.492
WJF-053 | Elec,Fluoride,DJ,12x110,Refillable,Glass Body,#F001502-003B | 1 | 302.23 | 33.583 | 34.761
4IM00473 | Doc,Fluorometer,Tryptophan,RS485,standalone,Teled | 0 | 0 | 0 | 0
ISTEK-096 | Elec,Cond,K=1.0,#5731302-31-30BRCA,12x110mm,Plat,PT100,Epoxy | 0 | 0 | 30.34 | 30.34
4IM00474 | Doc,Fluorometer,Tryptophan,0-3V,Sonde | 0 | 0 | 0 | 0
4IM00475 | Doc,Fluorometer,Crude Oil,RS485,standalone,AMP | 0 | 0 | 0 | 0
4IM00476 | Doc,Fluorometer,Crude Oil,RS485,standalone,Teled | 0 | 0 | 0 | 0
ISTEK-100 | Elec,Plat,DJ,12x120mm,WickJunc,3ftLead,BNC,#BP935W-03B-B120 | 0 | 0 | 36.43 | 36.43
4IM00477 | Doc,Fluorometer,Crude Oil,0-3V,Sonde | 0 | 0 | 0 | 0
ISTEK-102 | Elec,Oxygen,Polar,12x120,PT100,316SS,PG13.5,#025IP27-120-11 | 0 | 0 | 179.01 | 179.01
4IM00478 | Doc,Fluorometer,Optical Bringhteners,RS485,standalone,AMP | 0 | 0 | 0 | 0
4IM00479 | Doc,Fluorometer,Optical Bringhteners,RS485,standalone,Teled | 0 | 0 | 0 | 0
4IM00480 | Doc,Fluorometer,Optical Bringhteners,0-3V,Sonde | 0 | 0 | 0 | 0
702959-002 | Sub,pH,Ingold Replacement,Internal Fill from Thermo | 0 | 25.71 | 9.666 | 9.666 | Lab-Ovh
9106BNWP | Elec,pH,SJ,Epoxy,12x120,SmokyGrayEpoxy,WinchesterCable,Wick | 0 | 0 | 0.01 | 0.01
EP485BN | Raw, RES 575A4 1335 1A,13350 ohms | 0 | 0 | 0 | 0
EP485BP | Raw, RES 575A4 105 2A,10500 ohms | 6 | 0 | 0 | 0
EP485BQ | Raw, RES 575A4 8167 0A,8167 ohms | 41 | 0 | 0 | 0
ANA-001 | Elec,pH,XVD,DJ,12X120mm,W/Flange,.250 Side arm,S7 | 0 | 0 | 48.285 | 29.461
EP485BR | Raw, RES 575A4 6675 0A,6675 ohms | 0 | 0 | 0 | 0
EP485BS | Raw, RES 575A4 58 2A,5800 ohms | 21 | 0 | 0 | 0
EP485BT | Raw, RES 575A4 525 1A,5250 ohms | 40 | 0 | 0 | 0
16000039 | MRO,Prod,Tool,PadPrinter,AlcoholDevelopPlates,100x100mm | 0 | 0 | 90 | 90
EP485BU | Raw, RES 575A4 4167 0A,4167 ohms | 17 | 0 | 0 | 0
ISTEK-106 | Elec,pH,X-2,DJ,10mmx250mm,Sealed,#5273792-250-5B | 0 | 53.59 | 9.209 | 6.587
44003682 | PNS,Air Pillow Film, Shipping, 16''x 10''x 1,475 ft. Long | 0 | 0 | 156.01 | 156.01
CC-RG-59-2S8 | Acce,Cable,5mm Cable,SN6 to SN6, #9001099-030CD | 0 | 73.18 | 26.945 | 27.051 | Lab-Ovh
19298570-S7 | Elec,Plat,DJ,3/4"MPT CPVC ceramic flush,Old Style | 0 | 0 | 66.95 | 66.95
BASF-002 | Elec,pH,MK7,X-VD,DJ,SPR,PT100,Klz,O-Ring(V-20KB-4BT-.47)note | 0 | 462.89 | 68.183 | 66.915 | Lab-Ovh
229783-001 | Bulb Guard, Fluted,blue color,for TF electrodes | 1956 | 0 | 0.86 | 0.86
99033024 | Wire,Hook-up,24ga Blue,Teflon coated | 0 | 0 | 0.19 | 0.19
WJF-054 | Elec,pH,DJ,XVD,KynarT/L,#TP511V000108B | 1 | 126.98 | 46.355 | 44.03 | Lab-Ovh
TP571P9W12ST20B | Elec,Plat Disk,Plat(SolGrnd)DJ,TB557,TuffTip Teflon,PT100 | 5 | 297.71 | 43.805 | 19.026 | Lab-Ovh
JENCO-003 | Elec,pH,DJ,XVD,#V-AV500-20B,3/4"NPT Ryton,CeramicNotched | 0 | 0 | 19.377 | 8.888
1507219 | Assembly, Tube & Adapter 316 SS,MKX, 21" Length | 0 | 0 | 37.762 | 0
9555124 | Raw,O-Ring,Kalrez, 2-124,compound 6375 | 14 | 0 | 62.27 | 62.27
C3254.2-50T | Elec,Toroidal,1.5"MNPT CPVC,0-100mS,4-20mA output.50' | 0 | 0 | 255.869 | 0
ISA31 | Solu,Nitrate Ionic Strength Adj. [2M(NH4)2SO4],#N03IS01 | 0 | 0 | 2.162 | 4.794
13-620-AP50A | Elec,pH,FS5,SJ,12x106mm Epoxy,Refill,10K,BNC/ 3.5 phone w/ A | 0 | 60.81 | 36.345 | 36.345 | Lab-Ovh
13-620-631 | Elec,pH,FS5,DJ,12x106mm,Epoxy Body,10K,Refill,BNC/2.5 Phone | 411 | 51.18 | 27.84 | 27.84 | Lab-Ovh
13-620-AP61 | Elec,pH,FS5,DJ,12X106mm,Epoxy,Refill,BNC/3.5w/AP cap | 42 | 60.46 | 41.76 | 41.76 | Lab-Ovh
ELM-056 | Elec,Silver,SJ,12mmX110mm,Refillable,#5770601-003B | 0 | 0 | 3.185 | 1.146
V-2401-1BT | Elec,pH,MK7,X-VD,DJ,SPR,3K ohm,ZV cable,KNO3 | 2 | 390.81 | 33.736 | 32.056 | Lab-Ovh
V-340B-20H-0.5 | Elec,pH,MKIA,X-VD,DJ,SPR,PT100,CPVC/Viton,1/2" FPT top thrd | 1 | 0 | 162.23 | 162.23
BP635-DSP-B320 | Elec,pH,X-2D,DJ,12mmX320mm,Teflon Washer and O-Ring | 0 | 0 | 89.61 | 89.61
00370003 | Raw,Cust, Cap Ring, Blue color w/Hole | 2799 | 0 | 0.242 | 0.22
00370009 | Raw,Cust, Cap Ring, Black color No Hole | 304 | 0 | 0.242 | 0.22
4IM00481 | Doc,Fluorometer,BTEX,RS485,standalone,AMP | 0 | 0 | 0 | 0
EP485BW | Raw, RES 575A4 3125 0A,3125 ohms | 7 | 0 | 0 | 0
ISE23B | Elec,Calcium,DJ,12mmX110mm,Sealed,Epoxy,#CAL1505-003B | 0 | 0 | 20.835 | 9.396
ISE21B | Elec,Bromide,DJ,#BR01505-003B,12mmX110mm,Sealed,Epoxy | 0 | 0 | 5.345 | 3.93
ISA25 | Solu,CupricISA, 5M NaNO3,475ml Bottle,(940011),#CU0IS01 | 0 | 0 | 1.596 | 1.045
ISC25 | Solu,CupricActivityStandard,1000ppm,475mlBottle,#CU0AS02 | 0 | 0 | 5.92 | 1.988
ISE29B | Elec,Iodide,DJ,#I001505-003B,12mmX110mm,Sealed,Epoxy | 0 | 0 | 6.908 | 38.051
ISE30B | Elec,Lead,DJ,#PB21505-003B,12mmx110mm,Sealed,Epoxy | 0 | 0 | 46.729 | 4.957
ISE50B | Elec,Ammonia,#NH31501-003B,12mmX110mm,Delrin Body | 0 | 0 | 15.981 | 2.62
ISE25B | Elec,Copper,DJ,#CU01505-003B,12mmx110mm,Sealed,Epoxy | 0 | 0 | 46.747 | 27.679
ISE33B | Elec,Potassium,DJ,#K001505-003B,12mmX110mm,Sealed,Epoxy | 0 | 0 | 26.607 | 15.142
ISC37 | Solu,Waterhardness,Activity Standard,1000ppm,#WHAAS02 | 0 | 0 | 1.596 | 1.045
T-027-0204 | Elec,Ceramic,DJ,KNO3 Fill,12X110mm,Ref,#5771427KN-S7 | 0 | 49.98 | 7.758 | 7.47
01000750 | Pipe,ABS 3/4"pipe sch 80,Black color | 0 | 0 | 2.15 | 3.5
R-20KB-VPR-06 | Elec,pH,Live Tap,X-VD,PT100,316SS/Kynar/Kalrez,1x6",VPR | 0 | 0 | 0 | 282.5
761-10 | Bulb Cap,Plastic Body,Flat Bottom | 410 | 0 | 0.136 | 0.1356
SZ12T | Elec,Oxy,Galv,Lead Anode,#023ng25-50SPBBV10,10K/PT1K,RedBoot | 0 | 0 | 49.01 | 43.215
99035855R | Raw,Wire,C-42,Hook-up,22ga,Red color,Teflon coated | 1453.5 | 0 | 0.22 | 0.22
PER1508-003B | Elec,ISE,Perchlorate,DJ,12mmx110mm,Refillable,Epoxy Body | 4 | 0 | 10.438 | 1.312
LH-003 | Elec,pH,Mono,XVD,Gray PVC Cartridge | 4 | 55.28 | 21.553 | 3.212 | PROX Lab
ELM-057 | Acce,Adapter,F/BNC to Stripped End, 12" Length,#8001040-X12T | 0 | 7.74 | 2.993 | 1.717 | Lab-Ovh
22327164 | Raw,Bushing,Separator White .10"H x.419"ODx.164"ID 0.057" ho | 4769 | 0 | 0.34 | 0.34
44181818DW | PNS,Box, Shipping 18''x 18'' X 18'' Corrugated Double Wall | 0 | 0 | 4.39 | 4.39
19504-12 | Elec,Cond,Toroidal,#C3254PS.2,1.5"Kynar,0-100mS=4-20mA | 0 | 409.65 | 256.333 | 214.458 | Lab-Ovh
00030516 | Raw,Barstock,CPVC 5/16"Dia,gray | 0 | 0 | 0.9 | 0.9
35608-90 | Elec,Cond,K=0.1,4 pin grap,#573134G-4A1-3I8,12x110,2700mete | 1 | 71.07 | 35.991 | 30.015 | PROX Lab
35608-92 | Elec,Cond.,K=1.0,4 bands,#5771304-3A1-3I8,12x110,2700 meter | 4 | 219.42 | 118.299 | 118.299 | Lab-Ovh
35608-94 | Elec,Cond.,K=10.0,4 bands,#5731344-6A1-3I8,12x130mm,2700 met | 2 | 157.46 | 104.61 | 59.242 | PROX Lab
V-14DB-F6-152 | Elec,pH/ORP,DJ,XVF,plat,PT100,152mmUltemIns,T/L,AnCeramc,TUF | 0 | 729.37 | 48.057 | 39.782
11230250 | Raw,Rod,Silver, 99.99% pure, 0.250"Dia | 0 | 0 | 128 | 128
00020038 | Raw,Barstock,Brass 3/8"Dia | 9 | 0 | 11.25 | 11.25
458P-8-20H | Preamp,Detachable Kynar,455,456,457,458,RMT 54,1050,2054,Sol | 0 | 0 | 59.293 | 0
27503-12 | Solu,Activity Standard,Fluoride,0.1M NaF,475mL,#F00AS01 | 0 | 15.59 | 2.162 | 2.162
13-620-283A | Elec,pH,FS5,DJ,12x106mm,Sealed,Epoxy,US Standard | 0 | 0 | 23.837 | 7.31
13-620-287A | Elec,pH,FS5,SJ,12x106mm,Epoxy,Refill,BNC | 0 | 43.79 | 26.967 | 26.967 | Lab-Ovh
13-620-299A | Elec,pH,FS5,DJ,12x106mm,Epoxy,Sealed,BNC | 99 | 41.08 | 25.061 | 25.061 | Lab-Ovh
13-620-97A | Elec,pH,FS5,SJ,10x106mm,Refill,Epoxy,US Standard | 0 | 0 | 41.307 | 12.37
5737689-003B | Elec,pH,SJ,Antimony,12mmX110mm, Epoxy body,Sealed Ref | 0 | 0 | 20.416 | 8.336
ECI-025 | Elec,ComboMetallic,DJ,ORP,12MMX110MM,PlatBand,#5779861-003B | 0 | 100.65 | 38.741 | 33.514 | Lab-Ovh
1051500C | Acce,Elecrode Holder,1/2" 316 Stainless steel, for Conductiv | 0 | 0 | 21.237 | 5.56
ELM-062 | Elec,pH,X2,DJ,PVC ElmacronHousing,W/KNO3 Fill,#1913796KX-5B | 0 | 71.43 | 37.234 | 39.026 | PROX Lab
ISC35 | Solu,activity standard,#NA0AS02,sodium,1000ppm standard | 0 | 0 | 2.162 | 1.471
ISA35 | Solu,Sodium ISA,#NA0IS01,4M NH4Cl/NH4OH,475 mL | 0 | 0 | 2.162 | 7.261
CCDBTR20R2C00 | Elec,COND,K=0.1,PT1K,20FT,1-1/2"MNPT,21"L,w/saftycable&bushg | 0 | 0 | 272.622 | 0 | Lab-Ovh
CCDCTR20R2C00 | Elec,COND,K=1,PT1K,20FT,1-1/2"MNPT,21"L,w/saftycable&bushg | 0 | 0 | 265.545 | 0 | Lab-Ovh
ELM-068 | Elec,pH,XVD,SJ,#191V596X-010B,PVC Elmacron,Removable Guard | 2 | 74.03 | 29.092 | 40.122 | Lab-Ovh
CCDATR50R2C00 | Elec,COND,K=0.01,PT1K,50FT,1-1/2"MNPT,21"L,w/saftycable&busg | 0 | 0 | 299.543 | 0 | Lab-Ovh
CCDBTR50R2C00 | Elec,COND,K=0.1,PT1K,50FT,1-1/2"MNPT,21"L,w/saftycable&bushg | 0 | 0 | 290.922 | 0 | Lab-Ovh
CCDCTR50R2C00 | Elec,COND,K=1,PT1K,50FT,1-1/2"MNPT,21"L,w/saftycable&bushg | 0 | 0 | 283.845 | 0 | Lab-Ovh
CCDATT5012C00 | Elec,COND,K=0.01,8550,50ft,1-1/2" MNPTw/CPVC BVA | 0 | 0 | 565.486 | 0 | Lab-Ovh
CCDATTJB12C00 | Elec,COND,K=0.01,8550,JB, 1-1/2" MNPTw/CPVC BVA | 0 | 0 | 574.786 | 0 | Lab-Ovh
CCDBTT2012C00 | Elec,COND,K=0.1,8550,20ft,1-1/2" MNPTw/CPVC BVA | 0 | 0 | 536.137 | 0 | Lab-Ovh
CCDBTT5012C00 | Elec,COND,K=0.1,8550,50ft,1-1/2" MNPTw/CPVC BVA | 0 | 0 | 556.087 | 0 | Lab-Ovh
CCDBTTJB12C00 | Elec,COND,K=0.1,8550,JB,1-1/2" MNPTw/CPVC BVA | 0 | 0 | 565.387 | 0 | Lab-Ovh
CCDCTT2012C00 | Elec,COND,K=1.0,8550,20ft,1-1/2" MNPTw/CPVC BVA | 0 | 0 | 528.979 | 0 | Lab-Ovh
ELM-097 | Elec,Plat,DJ,#5739834T-003B,12x110mm,Epoxy,Teflon,Tuff Tip | 0 | 0 | 17.819 | 6.073
77030028-200 | Firmware,pH/ORP/CT Sonde/Single Para Digital Probe v1.0.0 | 0 | 0 | 0 | 0
ELM-067 | Elec,pH,X2,DJ,#1913796RXT-010B,PVCw/Rem.Guard,KClthin Gel | 0 | 0 | 6.374 | 2.873
ISTEK-121 | Elec,pH,Mono,X2,#5773301-003B,12mmx110mm | 0 | 0 | 0 | 0
ISTEK-124 | Elec,pH,DJ,X2,#5773702-003B,12x130mm,Double Refill | 1 | 83.54 | 15.298 | 12.646 | Lab-Ovh
T-0217/S.CCF-1 | Elec,pH,SJ,X1F,#6732511S-003R,12mmX110mm,Epoxy Body | 0 | 0 | 5.327 | 2.775
T-0228.CCF-4 | Elec,pH,XVD,DJ,#673V728RA4-3RU,12X115mm,Refill,PT1K,Epoxy | 1 | 146.94 | 62.576 | 21.259 | Lab-Ovh
EP485QSP0500UXX | Acce,Calibration Plug for 871EC | 0 | 0 | 100.473 | 0 | Lab-Ovh
T-0233/S.CCF-2 | Elec,pH,DJ,XV,#677V706GS-3R,GrndJoint,Double Refill,12mm tip | 0 | 0 | 0.841 | 0.64
871EC-RE0-7 | ELECTRODELESS CT,LARGE BORE PEEK,100K,20FT,MALE CONN | 0 | 540.79 | 376.199 | 0 | Lab-Ovh
871EC-SP7-3K-30 | Elec,871EC-SP7-3K, 30FT cable length | 0 | 0 | 386.31 | 0 | Lab-Ovh
PH10-1N1A-C3 | Elec,Dolphin,PH,DOME BULB,W/G,PT100,30FT,PIN LUG,CHEM | 0 | 350.45 | 220.949 | 0 | Lab-Ovh
871EC-LB034V30M | Elec,871EC-LB0-34V,30M Cable Length | 0 | 823.04 | 648.718 | 0 | Lab-Ovh
T-0240/S.CCF | Elec,pH,DJ,XV,#677V792S-003R,12x110mm,14.22mmCap | 0 | 0 | 47.233 | 0
871CC-A2EP327DC | Elec,871CC-A2 with ECEPEP327DC sheildedcable | 0 | 492.36 | 202.319 | 0 | Lab-Ovh
871FT-4G3D3T4CV | ELEC,FT CT,IND-LOW,2",316SS,PEEK,ANSI150,PT100,T,VT,CAL CBL | 0 | 3795.85 | 3040.854 | 0 | Lab-Ovh
CCDCTT20R2C00 | Elec,COND,K=1,8550,20FT,1-1/2"MNPT,21"L,w/saftycable&bushg | 0 | 0 | 267.221 | 0 | Lab-Ovh
CCDATT50R2C00 | Elec,COND,K=0.01,8550,50FT,1-1/2"MNPT,21"L,w/saftycable&busg | 0 | 0 | 301.219 | 0 | Lab-Ovh
CCDBTT50R2C00 | Elec,COND,K=0.1,8550,50FT,1-1/2"MNPT,21"L,w/saftycable&bushg | 0 | 0 | 292.599 | 0 | Lab-Ovh
CCDCTT50R2C00 | Elec,COND,K=1,8550,50FT,1-1/2"MNPT,21"L,w/saftycable&bushg | 0 | 0 | 285.521 | 0 | Lab-Ovh
CCDATRJBR2C00 | Elec,COND,K=0.01,PT1K,JB,1-1/2"MNPT,21"L,w/saftycable&bushg | 0 | 0 | 307.176 | 0 | Lab-Ovh
CCDBTRJBR2C00 | Elec,COND,K=0.1,PT1K,JB,1-1/2"MNPT,21"L,w/saftycable&bushg | 0 | 0 | 298.555 | 0 | Lab-Ovh
CCDCTRJBR2C00 | Elec,COND,K=1,PT1K,JB,1-1/2"MNPT,21"L,w/saftycable&bushg | 0 | 0 | 291.295 | 0 | Lab-Ovh
ISTEK-134 | Elec,Plat,DJ,#SA79861-180-DL,12mmX180mm,Autoclavable | 0 | 0 | 0 | 0
ECI-026 | Elec,pH,DJ,XVD,#U74V791-DL,Ultem Housing, Autoclavable | 0 | 120.4 | 28.587 | 7.613
ISTEK-147 | Elec,Cond,K=0.1,#5731301413BRCA,Graphite,12x110mm,Epoxy Body | 3 | 75.88 | 35.721 | 32.45 | PROX Lab
EP485BX | Raw, RES 575A4 2775 0A,2775 ohms | 10 | 0 | 0 | 0
EP485BY | Raw, RES 575A4 25 2A,2500 ohms | 8 | 0 | 0 | 0
EP485CA | Raw, RES 575A4 19 2A,1900 ohms | 5 | 0 | 0 | 0
ISTEK-136 | Elec,Cond,K=0.1,12mmX110mm,Plat,PT100,Epoxy,#57313024110BRCA | 0 | 0 | 0 | 0
EP485CB | Raw, RES 575A4 155 1A,1550 ohms | 9 | 0 | 0 | 0
EP485CC | Raw, RES 575A4 151 1A,1510 ohms | 8 | 0 | 0 | 0
EP485CD | Raw, RES 575A4 1335 0A,1335 ohms | 2 | 0 | 0 | 0
ISTEK-140 | Elec,Cond,K=10.0,#573130261-3BRCA,Plat,12x130mm,PT100,Epoxy | 2 | 103.19 | 51.354 | 20.599 | Lab-Ovh
ELM-100 | Elec,pH,GXV,DJ,CeramicJnctn,5mmCable,TuffTip,#1923796SCX-10 | 3 | 71.89 | 31.359 | 30.491 | PROX Lab
EP485CF | Raw, RES 575A4 105 1A,1050 ohms | 9 | 0 | 0 | 0
EP485CG | Raw, RES 575A4 1035 0A,1035 ohms | 12 | 0 | 0 | 0
ISTEK-144 | Elec,Cond,K=10.0,#5771302613BRCA,Plat,12x130mm,PT100,Glass | 0 | 103.82 | 48.322 | 14.069 | Lab-Ovh
OSP-MACH-07 | Machining for 229508-001 | 0 | 0 | 4.98 | 0
DIK-015 | Elec,pH,SJ,XVD,12x115mm,Epoxy Body,#PH7V130-3B | 0 | 0 | 8.584 | 3.092
SI1L1V2B7-086 | Sub,stem,pH,DJ,ASG VII,Dome,0.235"x3.40"L#H0PAL-02-01 | 0 | 0 | 0 | 0 | Lab-Ovh
WJF-067 | Elec,pH,DJ,XVD,12X120mm,Double wick,#HP635W2DSP120 | 0 | 0 | 7.067 | 1.234
A7792A-250-BD | Sub,pH,DJ,BD,AutoClaveAble,250mm"A"Length,DoubleRefill | 0 | 0 | 0 | 0
ELM-101 | Temp,TC,4 wires PT100, All CPVC,#1921096-10TV124 | 1 | 78.87 | 19.431 | 10.965
ELM-103 | Elec,Cond,K=1.0,12x110mm,Graphite,PT100,Epoxy,#273130131-15T | 0 | 61.89 | 5.583 | 4.164
00200250 | Raw,Barstock,Porous Teflon(PTFE).250"Dia x 11"L(50um x 40%) | 70 | 35.16 | 32.86 | 32.86
9210066 | Solu, Emerson pH Clear Internal Fill | 0 | 0 | 0 | 0
35805-91 | Acce,Cable,#99001048-010B,MBNC to FBNC, Low Noise Coax Cable | 0 | 11.19 | 4.596 | 4.515 | Lab-Ovh
A-300B-6H | Elec,pH,TB557,XVD,SPR,PT100,Kynar/Viton | 1 | 347.81 | 8.209 | 5.619 | Lab-Ovh
SP21B | Elec,pH,SJ,XVD,#577V521-003B,12x110mm,Glass body,Refillable | 0 | 79.1 | 20.024 | 20.024 | Lab-Ovh
BP635-DSP-B210 | Elec,pH,X2D,DJ,12mmX210mm,Teflon Washer and O-Ring | 0 | 0 | 0 | 0
TITRO-001 | Elec,Double Plat,Karl Fisher,Ground Joint,#6279106S-003U | 0 | 0 | 55.203 | 26.692
E602-220 | Elec,pH,SJ,XV,12X115MM,30K ther,Star Meter,#573V528A1-3BIS8 | 0 | 62.39 | 28.458 | 26.171 | PROX Lab
R001011-30 | Sol,Reference Fill,30mL,4M KCl/AgCl Saturated Liquid | 18 | 6 | 2.786 | 2.786 | Lab-Ovh
15382336 | Acce,Syringe,Plastic 10 ml,B&D Luer-Lok Tip | 568 | 0 | 0.2154 | 0.2154
C1-009-UF | Sub,Cable,UF,C1,9F,Male BNC,Cable:99030028,Strip & Tin | 0 | 0 | 7.881 | 0 | Lab-Ovh
44000172 | PNS, honeycomb Paper cushioning, ULINE S-26409 | 1 | 0 | 135 | 135
SP21T | Elec,pH,X-VD,SJ,#577V521-003BUV10,12x110mm,PT1000 | 7 | 134.55 | 27.888 | 7.756 | Lab-Ovh
TITRO-002 | Elec,KarlFisher,Double Plat 77mm length,#5679107-003R,peek | 2 | 314.39 | 87.934 | 39.251 | Lab-Ovh
9210237 | Solu, Emerson High Temp pH Internal Fill | 0 | 0 | 0 | 0
247005-1 | Raw,Bare PCB (Non-Assembled) - RC67 | 0 | 0 | 0 | 0
COLE-069 | Elec,pH,X-2,SJ,24" ABS pipe,#3983501-24-010B | 0 | 0 | 0 | 0
WJF-071 | CS51, 316SS/TFE, 10K ohm TC, 1.0 cell constant,#C75L410-15H | 0 | 124 | 0 | 0
229508-001 | Acce,polymer shell,amber,reference,0.5"x0.35"x4.28"L | 0 | 0 | 7.885 | 0 | Lab-Ovh
6510201-10 | Elec,pH glass stem,0.310"/0.202"x1.74"L,Dome,EM6690025 | 0 | 38.84 | 4.568 | 0 | Lab-Ovh
35802-34 | Elec,ISE,Perchlorate,#PER1503-003B,SJ,Spring Loaded | 0 | 0 | 7.757 | 4.164
23647-14 | Elec,pH mono,0.310"x1.74"L,glass seal,EM6690025,Agwireout | 0 | 78.92 | 9.47 | 0 | Lab-Ovh
00073001-015 | Sub,Cut,Emerson,lead-free,0.310"ODx15mmLength | 0 | 0 | 0 | 0
CCDCTT5012C00 | Elec,COND,K=1.0,8550,50ft,1-1/2" MNPTw/CPVC BVA | 0 | 0 | 548.929 | 0 | Lab-Ovh
PTT283-20B | Elec,pH,XVD,DJ,3/4"BSP Kynar,Teflon Tuff Tip,PT100,#AWE-002 | 0 | 0 | 0 | 0
A-3001-10BH | Elec,pH,TB557,XVD,SPR,3Kohm,Kynar/Viton | 1 | 475.68 | 60.064 | 21.141 | PROX Lab
77025031 | Raw,Connector,Gold Pin for multi-position housings | 112 | 0 | 0.331 | 0.331
CCDCTTJB12C00 | Elec,COND,K=1.0,8550,JB,1-1/2" MNPTW/CPVC BVA | 0 | 0 | 558.029 | 0 | Lab-Ovh
871FT-3E3D3T-CP | ELEC,FT CT,IND-HI,1",316SS,PEEK,150LB,PT100,CAL CABLE,CHEM | 0 | 0 | 2970.319 | 0 | Lab-Ovh
1507603 | Raw, Nipple,316SS 1 1/4" x Close, Sch 40 | 9 | 0 | 4.27 | 4.27
RC67-4201 | Elec,RC,Total,4-20MA,0-100PPM | 0 | 0 | 0 | 0
2010681S-20 | Adapter,Wiring FBNC/MMolex to MBNC/Hanked, S=ZV Cable, 20' | 3 | 0 | 14.923 | 8.685
C29-015-VX | Sub,Cable,VX,C29,15 feet,BNC & RCA plug | 0 | 0 | 12.183 | 0 | Lab-Ovh
1502303 | Nipple, 1" x Close SS, Schd 40 | 13 | 17.6 | 3.12 | 3.12
05296014 | Raw,Chem,Sodium Bicarbonate,ACS Reagent | 240 | 0 | 0.0762 | 0.0762
27503-29 | Solu,Potassium Standard,#K00AS01,0.1M KCl | 0 | 15.97 | 2.162 | 2.118
7794A1A-155-8 | Sub,stem,pH,ASGVIII,DJ,Anlr,0.472"/0.195"x6.1"#H0DGG-02-01 | 0 | 0 | 0 | 0
C91-003-WC | Sub,Cable,CE,3F,Male BNC with shrink tube,2.5mm Phone plug | 0 | 0 | 0 | 0
450240-0001 | Sub,Cap,Black,PG13.5,0.56"ID,#CT25L-E4-13-R | 0 | 0 | 0 | 0
M01-053-002 | Sub,Body,Epoxy,Blk,0.476"ODx5.32"L,K=0.1,#CT23L-E4-11 | 0 | 0 | 0 | 0
SD-AND-PBSTK | Solu, ANDalyze Stock, 1000 ppm Lead in 2% HNO3 | 0 | 0 | 0.353 | 0.353
ISC34 | Solu,Silver,Standard,#AGSAS02,1000ppm,475ml | 0 | 0 | 3.314 | 8.09
ISA34 | Solu,Ionic Strength Adjustor,Silver,#AGSIS01,475ml | 0 | 0 | 2.162 | 10.221
ISA27B | Solu,Fluoride Ionic Strength Adjuster,1 gal, Tisab 2 | 0 | 0 | 1.996 | 5.034
M01-003-046 | Sub,SS316 Housing 19mmODx10.048"L for Oxygen#025IP27-320-03 | 0 | 0 | 0 | 0
M18-003-013 | Sub,Adapter,316SS,3/4"MPT,Oxygen Body,1.7"L#025IP27-XXX-03 | 0 | 0 | 0 | 0
M02-003-016 | Sub,Cap,SS316,Knurl,for 4-pin Military Conn,Oxygen#025IP | 0 | 0 | 0 | 0
M27-003-001 | Sub,Membrane Cover,SS316 0.743"ODx2.25"L#025IP27 | 0 | 0 | 0 | 0
16111003 | PNS, Assembly,Fishing Line Nylon,Clear,100m/box | 2 | 0 | 5.99 | 4.37
22092009 | Raw,O-Ring,Buna 70, 2-009 | 2163 | 0 | 0.05 | 0.05
CCDATR20R2C00 | Elec,COND,K=0.01,PT1K,20FT,1-1/2"MNPT,21"L,w/saftycable&busg | 0 | 0 | 281.243 | 0 | Lab-Ovh
CCDATR2012C00 | Elec,COND,K=0.01,PT1K,20ft,1-1/2" MNPTw/CPVC BVA | 0 | 0 | 543.693 | 0 | Lab-Ovh
CCDATR5012C00 | Elec,COND,K=0.01,PT1K,50ft,1-1/2" MNPTw/CPVC BVA | 0 | 0 | 563.643 | 0 | Lab-Ovh
CCDATRJB12C00 | Elec,COND,K=0.01,PT1K,JB,1-1/2" MNPTw/CPVC BVA | 0 | 0 | 572.943 | 0 | Lab-Ovh
CCDBTR2012C00 | Elec,COND,K=0.1,PT1K,20ft,1-1/2" MNPTw/CPVC BVA | 0 | 0 | 534.294 | 0 | Lab-Ovh
DESIGN-006 | Elec,pH,DJ,XVD,#V-AV100-S7,3/4"NPT Ryton,Ceramic Tuff Tip | 0 | 0 | 12.353 | 8.479
00220158 | Raw,Barstock,PVC 1-5/8"Dia, gray color | 0 | 0 | 6 | 6
CCDBTR5012C00 | Elec,COND,K=0.1,PT1K,50ft,1-1/2" MNPTw/CPVC BVA | 0 | 0 | 554.244 | 0 | Lab-Ovh
ELM-108 | Lock&Load Assembly,#1921020,CPVC,1&1/2"MNPT | 0 | 342.57 | 0 | 0
CCDBTRJB12C00 | Elec,COND,K=0.1,PT1K,JB,1-1/2" MNPTw/CPVC BVA | 0 | 0 | 563.544 | 0 | Lab-Ovh
CCDCTR2012C00 | Elec,COND,K=1.0,PT1K,20ft,1-1/2" MNPTw/CPVC BVA | 0 | 0 | 527.137 | 0 | Lab-Ovh
CCDCTR5012C00 | Elec,COND,K=1.0,PT1K,50ft,1-1/2" MNPTw/CPVC BVA | 0 | 0 | 547.087 | 0 | Lab-Ovh
0060901-005FT | Cable,Extension Cable Assy, 5FT | 0 | 116.99 | 33.427 | 0 | Lab-Ovh
ISEHF-060 | Sub,ISE,0.165 to 0.375 Glass, DJ, 60mm Length | 0 | 0 | 0 | 0
2010480-30 | Acce,Adapter,Wiring FBNC to MBNC, Coax, 30' Length | 0 | 80.24 | 9.48 | 4.669
01X099604 | Glass stem,.125" | 70 | 1.75 | 0.978 | 0.952 | Lab-Ovh
TB461-0E030002 | Sensor,ABB Cond,4 Elec,Ins/Sub,316SS/Peek,3K ohm,Group A | 0 | 0 | 432.93 | 432.93
DESIGN-007 | Elec,pH,DJ,XVD,#V-110B-F6,PT100,1.5" Insert,Sol,SPR | 1 | 174.3 | 62.165 | 61.84 | PROX Lab
875EC-D1C-AC | ELECTRODELESS CT ANALYZER,24VDC,CSA,STORM DOOR,HART COMM | 0 | 503.72 | 136.735 | 0 | Lab-Ovh
V-0000-20H | Elec,pH,Ryton Cap,X-VD,DJ,SPR,No TC,12x110mm | 0 | 195.27 | 20.759 | 30.689 | Lab-Ovh
COLE-075 | Extension Cable,3MM Low Noise,DL To Metrohm F, #9001083-004R | 0 | 0 | 42.293 | 15.76
EP327DC | CABLE ASSY EP327D W/5 SPADE LUG | 0 | 0 | 0 | 0
01X099320 | Elec,pH,SJ,X5,12mmx90mm,Epoxy Body | 175 | 21.47 | 13.405 | 13.405 | Lab-Ovh
27020-66 | Elec,pH,DJ,XVBF,#TP531G2V10S10EBT,1"NPT,Graphite insert,PT1K | 0 | 128.72 | 59.86 | 59.86 | PROX Lab
XC-PTSA201-PNS | Elec,Fluorometer,PTSA,4-20mA,10M Waterproof cable,T | 0 | 0 | 310.682 | 0 | Lab-Ovh
M05-004-032 | Sub,Cap End ADPT,Black Delrin,0.866"ODX0.6"L,w/thread | 0 | 0 | 0 | 0 | Lab-Ovh
SP10T-20 | Elec,pH,X-VD,SJ,#573V528A4-20BU,12x115mm,PT1K | 0 | 0 | 0 | 0
871EC-BW0-6V | Elec,CT,Large Bore PEEK,PT100,WIDE RANGE,Integral CONN,VT | 0 | 569.29 | 402.34 | 0 | Lab-Ovh
BS811RK-M10 | Acce,10M patch cable, stnd temp,spade lug#6 | 0 | 537.81 | 153.661 | 0 | Lab-Ovh
CCDCTRJB34S00 | COND,K=1.0,PT1000,JunctionBox,3/4" NPT | 0 | 0 | 0 | 0 | Lab-Ovh
ISC23 | Solu,Activity Standard,Calcium,1000 ppm,#CALAS02 | 0 | 0 | 1.596 | 0
CCDDCTJB10C00 | COND, K=10, 8550, junction box, 1"NPT | 0 | 0 | 0 | 0 | Lab-Ovh
M06-003-036 | Sub, Fitting, SS316L, 1"x1" MPT,1/2" Tubing,4973 Style, K=10 | 0 | 0 | 0 | 0 | Lab-Ovh
S-SI1L6I1A5-112 | Sub,pH glass stem assy,ASG V,Flat,0.235"/0.195"ODx4.4"L. | 81 | 0 | 1.907 | 1.907
S-AREF146M-069 | Sub,Ref,glass stem,0.08"OD Ceramic Pin,0.195"ODx2.7"L | 0 | 0 | 2.093 | 2.093
SZ3291.2 | Elec,Cond,K=1,12x110mm,NoCableLabel,PT1K,#6731301-32-3T | 4 | 29.33 | 19.78 | 18.133 | Lab-Ovh
1906644-F | Elec,Platinum,DJ,T/L,SPR | 0 | 0 | 28.784 | 6.986
S-SI1F4I1KK-112 | Sub,SG,glass stem,2.5mmPt Disc,0.135"/0.195ODx4.4"L | 0 | 0 | 5.075 | 5.075
S-H0AC-0001 | Sub,Body,CPVC,450316,pH,ASGV,DJ,SG,#H0ACC-06-04 | 0 | 0 | 17.798 | 17.798
S-SI1L6I1KM-112 | Sub,ORP,glass stem,Pt Disc,5mm,0.235"/0.195"x4.4"L | 0 | 0 | 3.665 | 0
S-R0AC-0001 | Sub,Body,CPVC,450316,ORP,Pt Disc,DJ,SG,#R0ACC-06-04 | 0 | 0 | 19.713 | 0
CCDCTRJB12C00 | Elec,COND,K=1.0,PT1K,JB,1-1/2" MNPTw/CPVC BVA | 0 | 0 | 556.187 | 0 | Lab-Ovh
AWE-012 | Elec,Galv,2of100K Ther,Gold(Cat)Lead(Ano),CPVC,#022EG17-010T | 0 | 0 | 0 | 0
4IM00482 | Doc,Fluorometer,BTEX,RS485,standalone,Teled | 0 | 0 | 0 | 0
4IM00483 | Doc,Fluorometer,BTEX,0-3V,Sonde | 0 | 0 | 0 | 0
V-330B-14H | Elec,pH,MKIA,X-VD,DJ,SPR,PT100,CPVC/Viton,3/4" Top Thread | 0 | 390.66 | 63.009 | 57.126 | Lab-Ovh
577V701S-020B | Elec,pH,DJ,XV,12mmX110mm,Refillable,silicon in strain relief | 0 | 198.24 | 10.192 | 4.893
TU90-D001-KIT | KIT,TU90-D001+CABL1-A-2M+TU90-TEE,QR label | 0 | 975 | 418.206 | 0 | Lab-Ovh
24327-10 | Elec,pH mono,0.310"x3.16"L,EM6690025,Ag wire out | 0 | 25 | 5.142 | 0 | Lab-Ovh
A-2201-20BT | Elec,pH,TB551,XVD,DJ,SPR,3Kohm,Kynar/Viton,No Guard | 0 | 0 | 25.966 | 9.504
PHEH-34AP | Acce,Adapter,Twist-lock,PVC,3/4" NPT,#1011042 | 0 | 0 | 0 | 0
EP485CH | Raw, RES 575A4 775 0A,775.0 ohms | 3 | 0 | 0 | 0
DESIGN-009 | Elec,pH,X-2,SJ,#1933527-010B,Epoxy Body,1/2" Housing | 0 | 0 | 0 | 0
EP485CK | Raw, RES 575A4 580 0A,580.0 ohms | 35 | 0 | 0 | 0
JAF-001 | Elec,Cond,K=1.0,Plat,#5771302-32-3BU,12mmX110mm,PT1000,Glass | 7 | 0 | 51.99 | 16.663
JAF-002 | Elec,Cond,K=0.1,Plat,#5771302-42-3BU,12x110mm,Glass Body | 0 | 0 | 93.718 | 10.33
JAF-003 | Elec,Cond,K=10.0,Plat,#5771302-62-3BU,12x130mm,Glass | 1 | 0 | 41.168 | 11.243
JAF-004 | Elec,Cond,K=1.0,4Band,#577130432-3/8S,12x110mm,PT1K,Spec8Pin | 0 | 0 | 0 | 0
EP485CL | Raw, RES 575A4 525 0A,525.0 ohms | 7 | 0 | 0 | 0
EP485CM | Raw, RES 575A4 377R5A,377.5 ohms | 0 | 0 | 0 | 0
EP485CP | Raw, RES 575A4 290 0A,290.0 ohms | 5 | 0 | 0 | 0
EP485CQ | Raw, RES 575A4 265 0A,265.0 ohms | 0 | 0 | 0 | 0
EP485CR | Raw, RES 575A4 207 0A,207.0 ohms | 0 | 0 | 0 | 0
P721P9W3000S20B | Elec,Plat,DJ,Sol.(Plat,)3/4"NPT,Tuff Tip | 0 | 0 | 0 | 0
ELECD-018 | Elec,pH,XVD,DJ,#V-4001-20BT,TC3000ohm,3/4"MPT KynarW/Grd,SPR | 0 | 0 | 0 | 0
ISM50 | Membrane,Ammonia,#NH3MK05,INCD:(1)O-ring,(10)Membranes | 0 | 37.51 | 8.821 | 0
5726-32 | Elec,Oxygen,25mm Socket,#025IP27-150-08,19mm Body,w/PT100 | 0 | 394.19 | 0 | 0
01X542101 | Stem pH SubAssembly,GX-5,.0.165"x145mm,BulbSize 5mm+/-0.5mm | 0 | 0 | 0 | 0
NH77-14PI | Elec,ISE,PVC M,DJ#NH77L-P00-Z0X-SM03TX | 0 | 0 | 0 | 0
05291500 | Raw,Chem, Chloroform (1,1,1-Trichloroethane) | 192.872 | 0 | 0.0668 | 0.0668
A38-46-8 | Elec,pH,HalfCell,XVD,.310 x 2.3",26AWG 6" Black Cable | 0 | 13.98 | 4.304 | 0.191 | Lab-Ovh
00111012 | Raw,Barstock, Kynar Black, 1-1/2"Dia | 0 | 0 | 65.7 | 65.7
ORPF-020B | Elec,Plat,DJ,#1929857-020B,3/4"MPT CPVC,Self Cleaning | 0 | 104.81 | 45.941 | 47.765 | PROX Lab
PHF-030ST/TH | Elec,pH,X-VF,DJ,#192V757-30HTV18,CPVC,10K Ther,H(ph)T(all) | 0 | 0 | 19.681 | 6.405
27503-08 | Solu,Chloride Activity Standard, 475 mL bottle,#CL0AS01 | 0 | 14.84 | 2.162 | 2.118
N3010-168 | Elec,Sodium,Mono,12X110mm,H fill,#NA71501H-004T,WaltronStamp | 0 | 0 | 4.72 | 1.346
1507700 | Cables, Restraint 316SS 16.125", Nylon Coated for MKVII SS | 0 | 0 | 18.571 | 18.738
7001AC2-135 | Sub,TestTube,0.472"ODx5.32"L,Tip,0.235"ODx0.6"L | 0 | 0 | 0 | 0
ELECD-020 | Elec,pH,TB557,XVD,SPR,3K,Kynar/Viton,A-3001-10BT,Inc.1602300 | 0 | 0 | 3 | 3
5732936-003B | Elec,pH,SJ,GX-1F,12mm x 110mm,Flat Membrane | 0 | 0 | 5.736 | 2.363
458P-8-25H | Preamp,Detachable Kynar,455,456,457,458,RMT 54,1050,2054,Sol | 0 | 298.6 | 56.068 | 51.44
M07-031-005 | Sub,Tube,Silver,0.3"ODx0.193"IDx2.55"L,Oxygen#025IP27 | 0 | 0 | 0 | 0
WJF-077 | Acce,Membrane Kit (PK/3),NH3,Thread Memb & O-ring,#NH3MK07C | 7 | 67.13 | 14.847 | 15.64
SI1I1V1K3.8-124 | Sub,stem,ORP,3.8mm Pt Disc,0.195ODx4.87"L#DOG1A-01-01 | 0 | 0 | 0 | 0 | Lab-Ovh
V-400B-F | Elec,pH,X-VD,DJ,TC 100 ohm,3/4"MPT Kynar w/Grd,SPR | 3 | 0 | 26.487 | 15.559
500223-0007 | Sub,DO14 Body,0.524"ODx4.10"L,fit Cap450289,DO14A-04-01 | 0 | 0 | 0 | 0 | Lab-Ovh
ISTEK-393 | Elec,pH,DJ,X-VD,3/4"MNPT Ryton,Teflon Notched,Glycol,15F,T | 0 | 159.87 | 36.403 | 0 | Lab-Ovh
DOG2-0010 | Elec,Galvanic,12x110mm,7.5k res,PT1K,10FT,BNC+Banana | 0 | 0 | 0 | 0
00280587 | Raw,probe cap, APAC#WI-00587 | 0 | 0 | 0.46 | 0
15280231 | Pipet,Transfer Pipet,Fine Tip No.231, for Istek | 510 | 0 | 0.343 | 0.343
XFPH-BNC2X-DS | Elec,pH,Epoxy,ASGV,DJ#ZSEN070X | 0 | 23.12 | 13.08 | 0
ZSEN121X-DS | pH Electrode FLAT, BNC Cap ("wireless") | 0 | 25.33 | 13.36 | 11.8
XD55335016 | Elec,pH,X-2,#5533501-003I,SJ,6x155mm,Epoxy Body,Sealed | 0 | 0 | 0 | 0
COLE-083 | Elec,Plat Wire,DJ,#3989878W-010B,3'ABS Pipe | 0 | 0 | 0 | 0
ZSEN168X-DS | Direct Coductivity sensor, K=1 | 0 | 0 | 25.65 | 0
EP485CV | Raw, RES 575A4 105 0A,105.0 ohms | 0 | 0 | 0 | 0
COLE-086 | Elec,pH,XBF,DJ,3/4"MPT CPVC,PT100,#192V757-025BGV12 | 1 | 0 | 31.653 | 0
SD-AND-HGSTK | Solu, ANDalyze Stock, 1000 ppm Mercury in 2% HNO3 | 0 | 0 | 0.3525 | 0.3525
1606644-10H | Elec,Platinum,DJ,T/L,Kynar insert,SPR | 1 | 549.68 | 57.767 | 56.466 | Lab-Ovh
EP485CY | Raw, RES 575A4 55R5A,55.5 ohms | 10 | 0 | 0 | 0
5771302F-3-003U | Elec,Cond,K=1.0,PlatFoil,12mmX110mm,Glass Body | 0 | 0 | 0 | 0
EP485CZ | Raw, RES 575A4 52R5A,52.5 ohms | 0 | 0 | 0 | 0
DG574V01011010B | Elec,Oxygen,Galvanic,12x110mm,Delrin Body,#023BG25-010B | 0 | 0 | 0 | 0
77770022 | Connector,Vario 4 pin male, plughead closed | 92 | 0 | 10.5223 | 7.57
EP485DA | Raw, RES 575A4 40R0A,40.00 ohms | 1 | 0 | 0 | 0
EP485DB | Raw, RES 575A4 37R75A,37.75 ohms | 4 | 0 | 0 | 0
EP485DC | Raw, RES 575A4 33R38A,33.38 ohms | 0 | 0 | 0 | 0
EP485DF | Raw, RES 575A4 26R25A,26.25 ohms | 3 | 0 | 0 | 0
ISTEK-155 | Elec,CarbonDioxide,#C021501-003B12x110mm,Delrin,SmallPipette | 0 | 188.45 | 18.179 | 4.999
EP485DH | Raw, RES 575C4 15R5A,15.50 ohms | 0 | 0 | 0 | 0
ISTEK-162 | Elec,Perchlorate,DJ,#PER1502-003B,12x110mm,Small Pipette | 0 | 0 | 19.352 | 27.358
COLE-087 | Elec,pH,X-2,DJ,3'ABS Pipe,w/100kThermistor,#3983701-010BGV14 | 5 | 0 | 0 | 0
C527-1-4-017H | Elec,Cond,K=0.01,12x110mm,316L SS,10K ther | 2 | 301.33 | 54.007 | 35.121 | PROX Lab
BT-ORP-4 | Acce,cable extenstion#BT-R04,ORP pad print | 0 | 0 | 0 | 0
BT-PH-4 | Acce,cable extenstion#BT-B04,pH pad print | 0 | 0 | 0 | 0
331027-30 | Solu,DO,Galvanic Sensor IFS 0.5 M NaOH, 30mL | 0 | 0 | 0 | 0
V-32W0-20H18 | Elec,pH,MKIA,X-VD,Kynar/Viton,Rem Grd,18"L,Wick,3/4" TopThrd | 0 | 0 | 57.225 | 3.973
V-700B-8H | Elec,pH,X-V,DJ,12x115m,Epoxy,PT 100 ohm,RFV,Guard,Sealed | 1 | 174.9 | 26.992 | 7.752 | PROX Lab
SD-AND-CUSTK | Solu, ANDalyze Stock, 1000 ppm Copper in 2% HNO3 | 0 | 0 | 0.3525 | 0.3525
SD-AND-USTK | Solu, ANDalyze Stock, 1000 ppm Uranium in 2% HNO3 | 0 | 0 | 1.09 | 1.09
SD-AND-CDSTK | Solu, ANDalyze Stock, 1000 ppm Cadmium in 2% HNO3 | 0 | 0 | 0.3525 | 0.3525
SD-AND-ZNSTK | Solu, ANDalyze Stock, 10K ppm Zinc in 4% HNO3 | 0 | 0 | 0.66 | 0.66
V-3001-10BH | Elec,pH,MK1A,X-VD,DJ,SPR,3K ohm,CPVC/Viton,Rem Grd | 0 | 0 | 56.808 | 19.121
V-3001-20H | Elec,pH,MK1A,X-VD,DJ,SPR,3K ohm,CPVC/Viton,Rem Grd | 0 | 0 | 64.013 | 22.293
00SN053 | Raw, 1mL Pipette Tips, Gilson F171501G | 380 | 0 | 0.16563 | 0.16563
00SN054 | Raw, 200 µL Pipette Tips, USA Scientific 1111-0700 | 600 | 0 | 0.06724 | 0.06724
00SN055 | Raw, 20 µL Pipette Tips, USA Scientific 1120-1710 | 700 | 0 | 0.1282 | 0.1282
16B0900-6H | Holder,Kynar,PT100,For Foxboro(balsbaugh)Viton O-ring | 0 | 531.96 | 11.09 | 5.255
00SN056 | Raw, 5mL Macro Centrifuge Tube | 200 | 0 | 0.48 | 0.48
V-6001-10H | Elec,pH,X-VD,DJ,TC 3K ohm,1" MPT hsng w/grd,SPR | 0 | 0 | 236.9 | 236.9
1910114-10H | Temp,Temp,Comp,Ryton T/L 3000 ohm,Peek Insert | 1 | 0 | 40.795 | 0
33050482 | Raw,Cap, Nylon Zytel 101L Molded .482" Blue for Fisher | 4296 | 0 | 0.42 | 0.42
44161616DW | PNS,Box, Shipping Box 16 x16 x16 Corrugated Double Wall | 0 | 0 | 2.69 | 2.69
V-0011-2BT | Elec,pH,Ryton Cap,X-VD,DJ,SPR,3Kohm,12x80mm | 0 | 289.9 | 29.958 | 11.372
77330300 | Raw,Temperature Compensator, 300 ohm +/-1% | 0 | 0 | 10.3 | 10.3
7902593 | Elec,pH,DJ,XVF,3/4"MNPT CPVC,Ceramic tuff tip,#V-BV100-15CD | 2 | 94.91 | 39.125 | 35.677 | PROX Lab
7902550 | Elec,pH,XVF,DJ,3/4"NPT CPVC,Ceramic Tuff Tip,#V-BV100-S7 | 1 | 84.43 | 26.368 | 26.368 | PROX Lab
ISE80 | Elec,Ammonia,12x110,Delrin,Threaded Membrane,#NH31501C-003B | 0 | 0 | 29.605 | 0
35802-05 | Elec,Bromide,DJ,#BR01502-003B,12mmx110mm,Refill,Glass body | 1 | 150.95 | 13.811 | 10.322
EP485DN | Raw, RES 575CX 7R5A,7.50 ohms | 6 | 0 | 0 | 0
35802-14 | Elec,Cupric,#CU21503-003B,Spring Loaded,Refillable | 3 | 150.95 | 39.814 | 35.274
ELM-115 | Elec,pH,DJ,XVD Thick,12x120,K2S04,ShortJunc,#277V7TCSK2120S8 | 5 | 101.69 | 28.376 | 26.952 | PROX Lab
35802-24 | Elec,Lead,SJ,12mmx110mm,#PB21503-003B,Spring Loaded,Epoxy | 2 | 148.02 | 1.863 | 1.211
35802-25 | Elec,Lead,DJ,#PB21502-003B,12mmx110mm,Refillable,Glass Body | 0 | 0 | 47.474 | 0
35802-32 | Elec,Nitrogen Oxide,12mmX110mm,Delrin#NOX1501-003B | 0 | 148.12 | 37.306 | 28.814 | PROX Lab
35802-35 | Elec,Perchlorate,DJ,#PER1502-003B,12mmx110mm,Refill,Glass | 2 | 0 | 15.881 | 15.881
35802-45 | Elec,Surfactant,DJ,#SUR1502-003B,12mmx110mm,Refillable,Glass | 0 | 0 | 2.981 | 1.084
33AND001-CAL | Service, Calibration, AND1100 Handheld Fluorometer | 0 | 0 | 0 | 0
35802-70 | Solu,Kit,Fluoroborate,#BF4003K | 0 | 0 | 3.429 | 0
EP485DQ | Raw, RES 575CX 3R75A,3.75 ohms | 82 | 0 | 0 | 0
EP485DT | Raw, RES 575CX 2R22A,2.22 ohms | 31 | 0 | 0 | 0
EP485DJ | Raw, RES 575C4 13R25A,13.25 ohms | 1 | 0 | 0 | 0
35802-84 | Solu,Kit,Perchlorate,#CL0403K | 0 | 0 | 3.429 | 0
EP485DK | Raw, RES 575C4 12R25A,12.25 ohms | 0 | 0 | 0 | 0
EP485DV | Raw, RES 575CX 1R51A,1.51 ohms | 0 | 0 | 0 | 0
EP485DL | Raw, RES 575C4 10R5A,10.50 ohms | 0 | 0 | 0 | 0
35803-12 | Solu,ActivityStandard,#F00AS01,Fluoride,0.1M NaF,475mL | 0 | 17.17 | 2.162 | 1.779
EP485DX | Raw, RES 575CX 1R11A,1.11 ohms | 0 | 0 | 11.25 | 0
EP485DZ | Raw, RES 575CX R76R,0.760 ohms | 5 | 0 | 0 | 0
EP485EA | Raw, RES 575CX R62B,0.620 ohms | 21 | 0 | 0 | 0
EP485EB | Raw, RES 575CX R555B,0.555 ohms | 14 | 0 | 0 | 0
35803-76 | Solu,Reference,Sodium,#R001047,0.1M NH4Cl w/ Silver | 0 | 0 | 0.916 | 5.208
35812-44 | Elec,Surfactant,DJ,#SUR1508-003B,12mmx110mm,Refill,Epoxy | 0 | 109.31 | 28.704 | 5.19 | PROX Lab
15281349 | Plastic Jug,1gal,HDPE round w/handle,128oz,cap sold separate | 0 | 0 | 3.71 | 3.71
15281350 | Cap,w/Polyseal Cone Liner,38mm for 1 gal round jug | 0 | 0 | 0.59 | 0.59
202060-1 | Elec,Plat,SJ,#5739602-S8,12X115mm,S8 Connector,Epoxy | 0 | 0 | 0 | 0
93X219128 | Elec,Gold,DJ,#ECHTAUTSO05B,Teflon,3/4" MNPT with Guard,SOL | 1 | 145.63 | 149.616 | 90.488 | PROX Lab
13-620-182A | Elec,pH,FS-5,DJ,12x106mm,Tuff,Refill,US Standard | 0 | 107.05 | 41.724 | 15.483 | Lab-Ovh
22175102 | Raw,O-Ring,Viton-75, 5-102, Black Color | 0 | 0 | 0.82 | 0.82
JENCO-018 | Elec,pH,DJ,XVD,12mmX110mm,Sealed Reference,#577V794-003B | 2 | 75.88 | 24.972 | 26.444 | PROX Lab
77333472 | Raw,Temperature Compensator,4.7k ohms 2% (Vishay part) | 0 | 0 | 0.375 | 0.375
ELM-110 | Housing,Elmacron Style,PVC,Complete w/Oring, #1920096 | 0 | 30.97 | 14.61 | 16.945
9210014-1G | Solu,Buffer pH 10,1 Gallon, NIST-Traceable | 0 | 94.35 | 12.652 | 16.226
PHE-5411-10-NB | Elec,pH,X2,DJ,#1963778NB-010B,1/2"MNPT Kynar,W/Amplifier | 0 | 0 | 0 | 0
21780472 | Raw,Temp Compensator, 4.7k ohm for B&C | 132 | 0 | 0.01 | 0.01
27503-23 | Solu,Nitrate,ActivityStandard,#N03AS01,0.1M,475mL Bottle | 0 | 16.12 | 2.162 | 2.162
V-2001-3BH | Elec,pH,MK7,X-VD,DJ,SPR,3K ohm,Ryton/Viton | 1 | 462.55 | 34.468 | 32.579 | Lab-Ovh
DOW-004 | PH4V711-DL-120 shipped with outer reference empty | 16 | 0 | 41.417 | 18.186
DOW-005 | RP485F1-DL-120 shipped with outer reference empty | 0 | 0 | 61.086 | 16.204
E602-221 | Elec,pH,DJ,XVF,12X110mm,#573V734A1-003BG2.5,30K T/C,Epoxy | 1 | 114.64 | 30.367 | 28.875 | PROX Lab
00350006 | Epoxy Graphite Rod,6mm x 304mm(1 foot Long)use p/n00350006-N | 0 | 0 | 17.84 | 17.84
00350007 | Epoxy Graphite Rod,7mm x 304mm(1 foot Long)use p/n00350007-N | 0 | 0 | 18.49 | 18.49
WJF-079 | Elec,pH,XV,SJ,16"CPVC Special,"C" Gell,#302V5SC1610HV12 | 0 | 145.88 | 41.82 | 39.307 | PROX Lab
WJF-082 | Elec,pH,DJ,XVD,Kynar T/L Body,Flush Ceramic,#TP511V000108AHB | 0 | 0 | 0 | 0
7903418 | Elec,Plat,DJ,#V-B9100-10CD,3/4"MPT CPVC,Tuff Tip | 9 | 108.93 | 46.445 | 14.498 | PROX Lab
7903449 | Elec,pH,DJ,XVF,#V-BV100-20CD,3/4"MPT CPVC Ceramic Tuff Tip | 0 | 118.5 | 31.681 | 31.467 | Lab-Ovh
7305098 | Elec,pH,X-2,DJ,12x110mm,With Teflon Cable,#2773792T015CDSP | 0 | 100.41 | 46.85 | 22.337 | PROX Lab
7901793 | Acce,Cable,#9001041-050S7,RG174 Lownoise CD connector SN6 to | 0 | 52.71 | 18.483 | 18.291
304957 | Acce,Cable,#99001042-030CD2,RG174 Lownoise, SN6(CD) to SN6(C | 0 | 0 | 15.264 | 14.609
EP485EC | Raw, RES 575CX R42B,0.420 ohms | 12 | 0 | 0 | 0
AS183-20B | Elec,pH,DJ,Antimony,3/4"BSP,PVC,AWE | 0 | 85.85 | 45.546 | 40.286 | Lab-Ovh
ELECD-021 | Elec,Fluoride,DJ,#F001508-001S7,12mmX110mm,Refillable,Epoxy | 0 | 0 | 0 | 0
99030021V | Cable,C-62,30ga,Violet(purple),Teflon coated jacket | 7470.2 | 0 | 0.143 | 0.143
00210001 | Raw,Barstock,Ultem Square Bar,1 in sq. natural amber color | 4 | 0 | 23.5 | 23.5
EP485EU | Raw, RES 575A4 222 1A,2220 ohms | 18 | 0 | 0 | 0
AWE-016 | Elec,Plat,DJ,12x94mm,Epoxy,Special Delrin Cap,#677969506-S7 | 0 | 0 | 60.011 | 11.458
EP485EW | Raw, RES 575A4 420 0A,420.0 ohms | 1 | 0 | 0 | 0
EP485EY | Raw, RES 575A4 116 0A,116.0 ohms | 1 | 0 | 0 | 0
EP485EZ | Raw, RES 575A4 82R8A,82.8 ohms | 3 | 0 | 0 | 0
EP485BE | Raw, RES 575A4 475 2A,47500 ohms | 10 | 0 | 0 | 0
EP485CT | Raw, RES 575A4 145 0A,145.0 ohms | 0 | 0 | 0 | 0
EP485ED | Raw, RES 575CX R31B,0.310 ohms | 0 | 0 | 11.56 | 0
EP485EV | Raw, RES 575A4 828 0A,828.0 ohms | 0 | 0 | 0 | 0
ELM-112 | Elec,Temp.Compensator,12mmx120mm SS,PT100,#2751001120S8V12 | 0 | 79.81 | 19.225 | 19.225
V-3101-16H | Elec,pH,MKIA,X-VD,DJ,SPR,3K ohm,Kynar/Viton,Rem Grd | 0 | 0 | 129.356 | 51.18
2507218 | Stud,CD Flanged S/S, 10-24 x 1/2"L | 43 | 0 | 0.15 | 0.3808
9069-S8 | Elec,pH,X-5,SJ,#2773501-S8,12x110mm | 1 | 45.27 | 12.672 | 10.738 | Lab-Ovh
A-3001-20BT | Elec,pH,TB557,XVD,SPR,3Kohm,Kynar/Viton | 2 | 379.65 | 82.676 | 33.758 | PROX Lab
00030039 | Pipe,CPVC 1" sch 80 gray | 20 | 0 | 4.04 | 3.05
LH-012 | Elec,Plat,DJ,#BP900X-17T-B120,12x120mm,5mm cable,Glass | 1 | 112.77 | 27.182 | 27.182
7904409 | Elec,pH,DJ,XVD,#V-AV500-50CD,3/4"NPT Ryton,Notched Ceramic | 1 | 222.72 | 51.998 | 51.998 | PROX Lab
T-027-0203 | Elec,Silver/Sulfide,Mono,Epoxy,12x110mm,#AGS1501-S7 | 9 | 183.28 | 31.907 | 31.907 | PROX Lab
I-100E-VPI-120 | Elec,pH,DJ,XVD,12X120,PT1000,VP w/Ingold Wiring,GlassBody | 3 | 364.2 | 18.506 | 17.461 | PROX Lab
RS183-20B | Elec,Plat,SJ,3/4"BSP,PVC,Low Noise,Red Boot | 5 | 97.54 | 51.71 | 52.136 | Lab-Ovh
ISC33 | Solu,Activity Standard,#K00AS02,1000ppm, 475mL Bottle | 0 | 0 | 1.596 | 1.045
ISA33 | Solu,Potassium ISA,#K00IS01,5M NaCl,475mL (93911) | 0 | 0 | 1.596 | 1.045
ISA23 | Solu,Ionic Strength Adjustor,Calcium,#CALIS01 | 0 | 0 | 1.596 | 0
16000040 | MRO,Prod, Tool, PadPrinter,WaterDevelopPlates,100x100mm | 0 | 0 | 62 | 62
44241212DW | PNS,Box, Shipping, 24'' x 12'' x 12'' Corrugated Double Wall | 0 | 0 | 2.79 | 2.79
EP485EX | Raw, RES 575A4 232 0A,232.0 ohms | 0 | 0 | 0 | 0
1606644V-12H80 | Elec,T/L,Plat,DJ,Kynar Insert,Viton O-R,80mm Insertion,SPR | 1 | 0 | 53.881 | 9.701
1610900-6H | Holder,Kynar,TC 3000 ohm,For Foxboro(balsbaugh)Viton O-ring | 0 | 0 | 33.202 | 10.48
1906644-20H | Elec,Platinum,DJ,T/L,SPR | 5 | 429.91 | 41.84 | 41.84 | Lab-Ovh
1910114-5H | Temp,TC,Ryton T/L,3K,Peek Insert | 1 | 184.64 | 43.173 | 43.446 | PROX Lab
1916559U-2BH | Elec,pH,DJ,Antimony,MKVII,TC 3K ohm,Ultem Body | 0 | 455.94 | 58.649 | 58.649 | PROX Lab
19B0114-10H | Temp,Temp,Comp,Ryton T/L 100 ohm,Peek Insert | 1 | 203.54 | 30.135 | 30.168 | PROX Lab
5606642G-10H | Elec,Plat,DJ,3/4" MNPT Kynar Guard,Viton O-Ring,Annular | 0 | 354.9 | 54.891 | 56.819 | Lab-Ovh
65B0110-3H | Elec,Temp,Comp,1/4"x110mm,100 ohm,316SS,Epoxy Cap | 0 | 105.13 | 9.548 | 0 | Lab-Ovh
7904020-X06H | Elec,Reference,Ceramic,DJ,12mm X 110mm,SPR,Ryton Cap,Sealed | 5 | 155.85 | 6.554 | 2.639
7P90110-X06H | Temp,TC,12x110mm,8525 Ohm,Peek,Ryton Cap | 1 | 216.84 | 17.499 | 8.738
C19B214-10H | Elec,Cond,K=0.1,316SS/PTFE,TC 100 ohm,T/L | 2 | 464.12 | 58.396 | 58.396 | PROX Lab
C19L214-10H | Elec,Cond,K=0.1,316SS/TFE,TC 10K ohm,T/L | 0 | 372.73 | 57.079 | 65.146 | PROX Lab
C25N213-10H-08 | Elec,Cond,316SS/PTFE,0.1 Constant,TC 100 ohm Ni | 2 | 621.46 | 225 | 225
C35E477-10H | Elec,Cond,1.0,316SS/PEEK,1000 ohm,3/4" MPT | 0 | 1205.49 | 384.762 | 373.872 | PROX Lab
V-0001-20H | Elec,pH,X-VD,DJ,SPR,3Kohm,12x110mm | 0 | 0 | 26.914 | 13.724
V-0011-20BH | Elec,pH,Ryton Cap,X-VD,DJ,SPR,3Kohm,12x80mm | 1 | 346.3 | 57.594 | 57.594 | PROX Lab
V-0011-20H | Elec,pH,XVD,DJ,SPR,3Kohm,12x80mm,Ryton Cap | 0 | 0 | 43.005 | 17.703
V-2401-12BH | Elec,pH,MK7,X-VD,DJ,SPR,3K ohm,ZV Cable,KNO3 | 0 | 390.81 | 40.806 | 39.255 | Lab-Ovh
V-3000-20H | Elec,pH,MKIA,X-VD,DJ,SPR,No TC,CPVC/Viton,Rem Grd | 0 | 0 | 36.69 | 0
V-3001-16BH-84 | Elec,pH,MK1A,X-VD,DJ,SPR,3K ohm,CPVC/Viton,Rem Grd | 0 | 0 | 18.744 | 0
V-HP1B-2BH | Elec,pH,X-V,DJ,12x80mm,PT100,HighPurity,RFL,SPR,Wick | 0 | 0 | 5.898 | 2.618
V-6001-10BH | Elec,pH,X-VD,DJ,TC 3K ohm,1" NPT Housing W/Guard,Annular,SPR | 0 | 0 | 7.627 | 2.03
V-405B-20H | Elec,pH,X-VD,DJ,TC 100 ohm,LCJ,SPR | 0 | 514.99 | 51.278 | 55.285 | PROX Lab
V-3007-8H | Elec,pH,MKIA,X-VD,DJ,SPR,300 ohm T/C,CPVC/Viton,Rem Grd | 0 | 0 | 42.591 | 18.526
V-300B-10BH | Elec,pH,MKIA,X-VD,DJ,SPR,PT100,CPVC/Viton,Rem Grd | 0 | 384.95 | 55.076 | 54.193 | Lab-Ovh
V-300B-12H | Elec,pH,MKIA,X-VD,DJ,SPR,PT100,CPVC/Viton,Rem Grd | 0 | 0 | 46.861 | 13.552
V-300B-16H-72 | Elec,pH,MKIA,X-VD,DJ,SPR,PT100,CPVC/Viton,Rem Grd | 1 | 406.13 | 57.924 | 56.556
V-32SB-50H-06 | Elec,pH,MK1A,X-VD,PT100,Kynar/Viton,3/4" Top Thread,6",SG | 1 | 732.91 | 121.888 | 121.888 | Lab-Ovh
V-3100-20H | Elec,pH,MKIA,X-VD,DJ,SPR,No TC,Kynar/Viton,Rem Grd | 3 | 353.67 | 111.471 | 109.194 | Lab-Ovh
V-320B-20H | Elec,pH,MKIA,X-VD,DJ,SPR,PT100,Kynar/Viton,3/4" Top Thread | 0 | 474.81 | 147.643 | 140.263 | PROX Lab
304955 | Acce,Cable,RG174 Lownoise,CD to CD,#99001042-006CD2 | 0 | 0 | 9.354 | 11.5344
7304981 | Elec,pH,XVD,DJ,12x110mm,Sealed Reference,#V-0000-S8 | 1 | 85.36 | 30.852 | 29.997 | PROX Lab
DESIGN-011 | Elec,Platinum,SJ,#1939626-003B,1/2" Housing,Epoxy Body | 0 | 0 | 30.13 | 11.705
DESIGN-012 | Elec,Platinum,SJ,#1939626-010B,1/2" Housing,Epoxy Body | 0 | 0 | 0 | 0
2010731S-20 | Acce,Adapter,Wiring FBNC/3 pin MMolex to Hanked, S=ZV Cable, | 0 | 245.88 | 28.308 | 28.308 | Lab-Ovh
A-300B-2BT | Elec,pH,TB557,XVD,SPR,PT100,Kynar/Viton | 0 | 335.28 | 18.65 | 18.65
29238 | Elec,Ammonia,#NH31501C-003B,12x110mm,Delrin,ThreadedMembrane | 4 | 255.3 | 45.9 | 45.9 | PROX Lab
29239 | Acce,Membrane Kit (PK/3),NH3,Thread Memb,O-ring,#NH3MK07 | 0 | 53.41 | 14.847 | 13.64
LH-015 | Elec,Ammonia,#NH31501-003B,12mmX110mm,Delrin Body | 0 | 0 | 20.879 | 2.443
44001012 | Box,KEM Electrode Box 12"L,two color Blue & Black | 710 | 0 | 2.99 | 2.99
KVL-227 | Elec,2 Pt wires,SJ,12x80mm,Black Epoxy,w/guard,3'Hank | 0 | 0 | 0 | 0
TP561PVV01ST10B | Elec,pH,DJ,XVF,Plat(Sol),3K,3/4”NPT Teflon Tuff tip | 0 | 0 | 9 | 9
V-400B-20BT | Elec,pH,X-VD,DJ,TC 100 ohm,3/4"MPT Kynar w/Grd,SPR | 7 | 457 | 16.219 | 16.219
304956 | Acce,Cable,RG174 Lownoise,SN6 to SN6,#99001042-015CD2 | 0 | 30.68 | 11.552 | 12.62
CN01503-003B | Elec,Cyanide,SJ,12mmx110mm,Spring Loaded,Epoxy | 0 | 0 | 48.307 | 0 | PROX Lab
KROHNE-003 | Elec,pH,XVD,DJ,#I-100B-VP1-120,12x120mm,Glass,PT100,6pinVP | 0 | 0 | 0 | 0
V-700J-3BG2.5 | Elec,pH,X-V,DJ,12x115mm,Epoxy,30K,BNC/2.5G,Guard,Sealed,RFV | 0 | 236.02 | 11.333 | 13.542
ADINST-001 | Elec,Galvanic,W/7.5K,12x110mm,Built-In,#023NG15S-010B | 0 | 115.9 | 47.422 | 16.918 | PROX Lab
NH42505-010T | Elec,Ammonium,DJ,12X110mm,Epoxy,PolymerMembrane,RytonCap | 0 | 0 | 0 | 0
AK1001 | Elec,pH,ASGVIII,PC blue,SJ,Pellon,NTC-30K,gel,1M,BNC&RCA | 0 | 46 | 41 | 41
AK1001S | Elec,pH,ASG VIII,PC blue,SJ,pellon,gel,Coax,1M,BNC | 0 | 33 | 20 | 20
AK1004 | Elec,pH,ASG VIII,12x120mm,Refill,glass,SJ,1M,BNC | 0 | 30 | 25 | 25
AK1010 | Elec,ORP,12x120mm, PC blue,PT DISC,SJ,1M,BNC | 0 | 29 | 24 | 24
AK1010-3M | Elec,ORP,12x120mm, PC blue,PT DISC,SJ,3M,BNC | 0 | 0 | 0 | 0
AK1010-5M | Elec,ORP,12x120mm, PC blue,PT DISC,SJ,5M,BNC | 0 | 0 | 0 | 0
2731312-6-005B | Elec,Cond,K=10.0,12x130mm,Platinum,Epoxy Body | 0 | 0 | 0 | 0
AK1005S | Elec,pH,ASG VIII,12X120mm,Glass,fast-Refill cap,DJ,1M,BNC | 0 | 33 | 30 | 30
AK1020 | Elec,CT,Black ABS,graphite,K=1,NTC-30K,5FT,BNC&RCA | 0 | 0 | 0 | 0
16107052 | MRO,Abrasives,Polishing Cloth, Nylon 2-7/8'' Dia, (20pcs/pac | 240 | 0 | 3.4 | 3.4
AK1022 | Elec,CT,Black polymer,Pt,K=10,NTC-30K,5FT,6pin Din | 0 | 0 | 0 | 0
DESIGN-014 | Acce,Adapter,Clear PVC, 1” Pipe OD to ¾”FNT,#M18-050-001 | 57 | 7.46 | 0.011 | 0.072
2779878-7BSP | Elec,Plat,DJ,12x80mm,13.5PG Cap | 0 | 0 | 21.989 | 8.716
2010465P8-140 | Acce,Cable,Fml 6-Pin DL to Hanked,6 Cond.,for use w/P8Preamp | 0 | 771.54 | 97.41 | 92.44
7902549 | Elec,pH,X-VF,DJ,3/4"MPT CPVC,Tuff Tip,#V-BV100-50CD | 0 | 146.37 | 41.542 | 16.612 | Lab-Ovh
EP485FA | Raw, RES 575A4 58R0A,58.0 ohms | 0 | 0 | 0 | 0
NH3MK07C | Membrane, Ammonia, INCD:3 cartridges,O-ring | 0 | 96.27 | 16.479 | 16.479
EP485EE | Raw, RES 575CX 8R28A,8.28 ohms | 0 | 0 | 0 | 0
A-310B-20H | Elec,pH,TB557,XVD,SPR,PT100,Kynar/Viton,Solution Ground | 0 | 0 | 40.581 | 25.106
EP485EG | Raw, RES 575CX R15B,0.150 ohms | 0 | 0 | 11.56 | 0
EP485EJ | Raw, RES 575CX R105B,0.105 ohms | 0 | 0 | 0 | 0
WJF-087 | Elec,Platinum,SJ,12x115mm,Sealed Reference,#5739602-003B | 5 | 61.81 | 27.001 | 9.377
ISTEK-167 | Elec,pH,GX5,SJ,#5473901-003B,4x130mm,Reduced Tip,Refillable | 0 | 70.49 | 24.701 | 23.486 | PROX Lab
ISTEK-169 | Elec,pH,SJ,X5,#5733928-003B,12X115mm,SealedCalomelReference | 1 | 71.87 | 23.941 | 28.257 | PROX Lab
ISTEK-171 | Elec,Conductivity,K=0.01,SS,PT100,Teflon,#C527-1-1-010BRCA | 1 | 96.28 | 45.867 | 44.449 | PROX Lab
ISTEK-173 | Acce,Cable,German DL to BNC, 3mm OD Cable,#9001098-003B | 0 | 19.77 | 7.187 | 5.865 | Lab-Ovh
93X546101 | Elec,Cond,K=0.1,Plat,12mmx110mm,30K,8 pin din | 2 | 0 | 99.19 | 99.19 | Lab-Ovh
ISE71B | Elec,Nitrate,DJ,#NO31522-003B,12X110mm,Refill,ReplaceMembran | 0 | 0 | 6.719 | 28.522
V-700L-3BG2.5 | Elec,pH,X-V,DJ,12x115mm,Epoxy,10K Ther,BNC/2.5G,Guard,Sealed | 34 | 163.47 | 16.538 | 6.491
77020004 | Raw,Connector,female Molex,socket receptacle housing,3 posi | 1348 | 0 | 0.092 | 0.092
77021040 | Raw,Connector,Plastic male 3 pin for Amplifier | 1010 | 0 | 0.69 | 0.69
77333331 | Raw,Thermistor,Sensor,threaded w/mounting nuts | 0 | 0 | 181.9 | 231.03
9903WKB3T4 | Cable Assembly,3 conductor,yellow jacket w/yellow connector | 47 | 0 | 26.483 | 26.483
SI1L1V1K-030 | Sub,stem,ORP,0.195"OD Pt Disc,0.235"ODx1.2"L#M2000-01-01 | 0 | 0 | 9.573 | 9.573 | Lab-Ovh
M2000-PT | Elec,ORP Stem,Pt Disc,Glass,Black wire,5"L,Tinned Lead | 0 | 25 | 11.592 | 11.592 | Lab-Ovh
ELM-187 | Elec,pH,DJ,ASG IX,12x120,K2S04,ShortJunc,#277V7TCSK2120S8 | 0 | 42 | 22.732 | 22.732 | Lab-Ovh
C19B414-20H | Elec,Cond,1.0 Const,316SS/TFE,TC 100 ohm,T/L | 0 | 269.05 | 43.831 | 43.365 | PROX Lab
7902998 | Elec,Platinum,DJ,#1929857-050CD,3/4"MPT,Self-Cleaning | 2 | 124.04 | 51.19 | 36.033 | Lab-Ovh
SAN2793T10TV12 | Elec,pH,DJ,X1D,1"SanitarySS,TeflonJunct,Ryton Insert,PT100 | 1 | 749.52 | 21.391 | 8.724
35807-30 | Elec,pH,DJ,GX-2SD,#M8222000T10AB,3/4"MNPT,CPVC | 0 | 84.5 | 32.558 | 10.382
02000012 | Raw,Ferrule,Gyrolock,Brass Front Ferrule 12mm | 171 | 0 | 2.65 | 2.65
99030131-1018 | Cable Assembly, 4 Conductor with Shield, 10Ft,30112VAN | 0 | 0 | 3.78 | 3.78
V-000B-6H | Elec,pH,Ryton Cap,X-VD,DJ,SPR,PT100,12x110mm | 0 | 0 | 17.145 | 5.767
44340750C | Raw,Bulb Cap, Clear .750" x 1"L | 3439 | 0 | 0.224 | 0.224
AK1002S | Elec,pH,DJ,110mm,Spear Tip,wick,Ultem Body,1M,BNC | 0 | 0 | 38.047 | 0 | PROX Lab
AK1003 | Elec,pH,DJ,BLK Ultem,Spear Tip,Knife tip,30K,1M,BNC&RCA | 0 | 0 | 58.925 | 0 | Lab-Ovh
HYDROTECH-001 | Elec,pH,X-1,DJ,CPVC,Teflon,4 Pin Lemo,Sealed,#HTYSI | 0 | 0 | 0 | 0
ISA21 | Solu,Bromide ISA,5M NaNO3,475ml (940011),#BR0IS01 | 0 | 0 | 2.162 | 0
EP485CE | Raw, RES 575A4 1225 0A,1225 ohms | 0 | 0 | 0 | 0
EP485DR | Raw, RES 575CX 3R1A,3.10 ohms | 0 | 0 | 0 | 0
EP485FB | Raw, RES 575A4 42R0A,42.0 ohms | 0 | 0 | 0 | 0
EP485DM | Raw, RES 575CX 9R5A,9.50 ohms | 0 | 0 | 0 | 0
EP485FC | Raw, RES 575C4 23R2A,23.20 ohms | 0 | 0 | 11.56 | 0
EP485ET | Raw, RES 575A4 84 2A,8400 ohms | 0 | 0 | 0 | 0
EP485FH | Raw, RES 575CX 4R2A,4.20 ohms | 0 | 0 | 0 | 0
TP511VV01S30ET | Elec,pH,DJ,XVF,Ceramic Tuff tip,Kynar,Replaces#TB511J1A06T10 | 0 | 0 | 0 | 0
44005687 | PNS,Twist Tie, Orange color, 2000 ft. spool | 2 | 0 | 79.46 | 79.46
14052057 | PNS,Epoxy, Resin Stycast 2057,Black Color, 1 Gal. Unit | 2 | 145.43 | 173.12 | 173.12
14050023 | PNS,Epoxy, Catalyst Clear liquid 23LV,1 Ga.l Unit | 2 | 0 | 243.37 | 243.37
4IM00247-1 | Doc,pH,Ap,Man,#3789091_2025-02 | 4480 | 0 | 0.395 | 0.186
YCCDDCT2010CSC | Elec,Cond,K=10,GP,1"NPT,Teflon coated,8550,20FT,H,SSTAG,CAL | 0 | 0 | 507.985 | 0 | Lab-Ovh
N03AS01 | Solu,Nitrate Activity Standard,0.1M NaN03,475ml | 1 | 0 | 2.162 | 1.621
RH77-D001 | Elec,pH/ORP,CPVC,3/4"NPT,DJ,NTC-10K,SG,20FT,T,RS485 | 0 | 0 | 90.062 | 0 | Lab-Ovh
H0GB-D001 | Elec,pH,GX-5,RYTON,3/4"NPT,DJ,NTC-10K,SG,20FT,T,RS485 | 0 | 0 | 155.615 | 0 | Lab-Ovh
INW-008 | Elec,Chloride,HalfCell.478x1.9"BlackPVC,HighPressure,12"lead | 0 | 0 | 0 | 0
INW-009 | Elec,Bromide,HalfCell.478x1.9"BlackPVC,HighPressure,12"lead | 0 | 0 | 0 | 0
R0GB-D001 | Elec,ORP,Ryton,3/4"NPT,PT band,DJ,NTC-10K,SG,20FT,T,RS485 | 0 | 0 | 175.241 | 0 | Lab-Ovh
ELM-116 | Elec,pH,DJ,XVD,Wick,2IM,S8 with SpinningCap,#I-10W0-S8-120 | 1 | 100.2 | 35.255 | 32.356 | PROX Lab
CTGB-D002 | Elec,CT,Ryton,3/4"NPT,Carbon,K=1,NTC-10K,1M cable,T,RS485 | 0 | 0 | 158.942 | 0 | Lab-Ovh
99030036W | Wire,30ga,Hook-up wire,White color,Teflon coated | 1750 | 0 | 0.143 | 0.143
99030036GR | Wire,C-58,30ga,Hook-up wire,Green color,Teflon coated | 94.915 | 0 | 0.14 | 0.14
99030036B | Raw,Wire,Teflon.30G,BLUE,Hook-up wire | 1381.4 | 0 | 0.105 | 0.105
3927803S-BJ | Elec,Antimony,DJ,CPVC Submersible,LargeCeramicJunc,TuffTip | 0 | 0 | 0 | 0
99030036G | Wire,C-57,30ga,Hook-up wire,Gray color,Teflon coated | 1240 | 0 | 0.143 | 0.143
0279106-73-T | Elec,2 PT Bands,Karl Fisher,10mmx73mm,StraightBody,NoCap | 0 | 155.55 | 24 | 24
33223048BR | Raw,Wire,C-78,Hook-up,Brown 28ga, PVC coating | 0 | 0 | 0.03 | 0.03
00190200 | Raw,Barstock,SS 316L, 2"OD | 69.5 | 64.2 | 94 | 94
SK12T | Elec,Cond,K=0.1,#5731301-42-003BU,12x110mm,Graphite | 0 | 0 | 14.671 | 5.567
27503-32 | Solu,Silver,Standard,#AGSAS02,1000ppm,475ml | 0 | 15.59 | 3.314 | 3.314
CARIB-001 | Elec,pH,X2,SJ,AC,12x115mm,Epoxy,W/Boot,#2733530-002BB | 4 | 0 | 11.9 | 3.906
AK1023 | Elec,CT,Black polymer,Pt foil,K=0.1,NTC-30K,5FT,6Pin Din | 0 | 0 | 0 | 0
ELH-002 | Elec,pH,XVD,DJ,3/4" CPVC w/Guard,#192V737-006B | 4 | 83.41 | 34.329 | 34.329 | PROX Lab
ELH-003 | Elec,pH,XVD,DJ,3/4"MPT CPVC with Guard,#192V737-006H | 0 | 0 | 13.028 | 1.339
ELH-004 | Elec,pH,XVD,DJ,3/4" MPT CPVC w/Guard,#192V737-010B | 5 | 80.41 | 28.018 | 10.038 | PROX Lab
ELH-005 | Elec,pH,XVD,DJ,3/4"MPT CPVC With Guard,#192V737-010H | 0 | 0 | 12.414 | 1.138
ELH-006 | Elec,pH,XVD,DJ,3/4"NPT In-Line,CPVC,#192V737-020B | 14 | 86.58 | 32.434 | 32.434 | Lab-Ovh
ELH-007 | Elec,pH,XVD,3/4"MPT CPVC With Guard,#192V737-020H | 1 | 86.98 | 32.744 | 34.923 | Lab-Ovh
ELH-008 | Elec,pH,XVD,DJ,3/4"MPT CPVC, Guard,#192V737-030B | 1 | 96.15 | 27.282 | 19.562 | Lab-Ovh
ELH-009 | Elec,pH,XVD,DJ,3/4"MPT CPVC,Guard,PT100,#192V737-030VTV12 | 0 | 0 | 13.831 | 5.577
ELH-010 | Elec,pH,XVD,DJ,3/4"MPT CPVC With Guard,#192V737-030H | 0 | 0 | 17.08 | 5.407
ELH-012 | Elec,pH,XVD,DJ,3/4"MPT CPVC With Guard,#192V737-040H | 0 | 0 | 29.914 | 9.289
ELH-013 | Elec,pH,XVD,DJ,3/4"MPT CPVC, Guard,#192V737-050B | 0 | 0 | 0 | 0
ELH-015 | Elec,Plat,DJ,3/4"NPT In-Line,CPVC,#1929837-030B | 1 | 0 | 47.265 | 14.188
ELH-016 | Elec,Plat,DJ,3/4"NPT In-Line,CPVC,#1929837-040H | 1 | 130.02 | 52.214 | 59.579 | Lab-Ovh
ELH-017 | Elec,pH,DJ,XVD,3/4"MNPT Kynar,Guard,SPR,#196V737C-020B | 2 | 117.16 | 40.784 | 40.784 | PROX Lab
ELH-018 | Elec,pH,XVD,DJ,3/4"MNPT,Guard,SPR,PT100,#V-400B-20BT | 0 | 176.49 | 56.126 | 23.001 | PROX Lab
ELH-019 | Elec,pH,XVF,DJ,3/4"MNPT,Ceramic Tuff Tip,#196V757S-006B | 0 | 0 | 6.362 | 1.271
ELH-021 | Elec,pH,XVF,DJ,3/4"MNPT,Ceramic Tuff Tip,#196V757S-020B | 0 | 0 | 6.792 | 1.914
ELH-023 | Elec,pH,SJ,XVD,12mmX120mm,Epoxy body,Sealed,#273V526-120-S8 | 1 | 0 | 8.536 | 8.243
ELH-025 | Elec,Plat,SJ,12x130mm,Sealed Reference,#2779685-120-S8 | 1 | 97.93 | 31.064 | 25.19 | Lab-Ovh
ELH-026 | Elec,pH,XVD,DJ,12mmx80mm,Glass,Sealed,#V-0010-6B | 1 | 0 | 17.025 | 1.939 | Lab-Ovh
V-300B-X06BH-72 | Elec,pH,MKIA,X-VD,DJ,SPR,PT100,CPVC/Viton,Rem Grd,72" | 3 | 370.83 | 56.321 | 25.615 | PROX Lab
6330-125 | Sub,Internal,pH,125mm (5.500") long,glass | 500 | 0 | 1.3285 | 0.23016
16000072 | MRO,Hose,Rubber,Amber color,1/4"ID x 1/16"wall | 0 | 0 | 49.82 | 49.82
ELH-028 | Elec,pH,XVD,SJ,4x130mm,Reduced Tip,Refillable,#547V901-003B | 1 | 91.21 | 23.355 | 23.355 | PROX Lab
00040049 | Raw,Tubing,Hastaloy C,3/4"OD x .049"wall,C276 grade,seamless | 20 | 0 | 84.03 | 84.03
ELH-031 | Elec,Plat,SJ,12x115mm,Sealed Reference,#5739602W-003B | 12 | 0 | 29.775 | 9.864
ELH-033 | Elec,pH,X5,SJ,12X115mm,Sealed Ref,Polycarbonate,#PHPE130-3B | 11 | 45.19 | 23.678 | 23.678 | PROX Lab
ELH-034 | Elec,pH,XVD,SJ,12mmX115mm,sealed Reference,#573V526-S8 | 0 | 0 | 6.292 | 2.323
ELH-035 | Elec,pH,XVD,DJ,12X115mm,Epoxy Body,Sealed,#573V726-003B | 2 | 55.28 | 23.123 | 23.123 | PROX Lab
ELH-039 | Elec,Ref,12x110mm,Ceramic Junc,Calomel,Refill,#5771424-003U | 0 | 0 | 0.009 | 0.005
ORPF-020ST | Elec,Plat,DJ,3/4"MPT CPVC,Self Cleaning,#V-B9300-20SLH | 0 | 114.78 | 43.443 | 43.443 | Lab-Ovh
1P2 | Solu,pH inner fill,+/-5mV at 7 pH | 0 | 0 | 0 | 0
ELH-040 | Elec,Plat,Mono,12x110mm,Glass body,#5779182-003B | 1 | 0 | 2.718 | 0.916
ELH-041 | Elec,pH,SJ,XVD,12mmX110mm,Glassbody,Refillable,#577V521-003B | 2 | 45.78 | 28.266 | 21.911 | PROX Lab
ELH-042 | Elec,pH,SJ,XVD,12mmX110mm,Sealed Reference,#577V593-003B | 4 | 54.95 | 24.775 | 24.775 | PROX Lab
ELH-045 | Elec,pH,X-VD,DJ,1 Wick,12mmx110mm,Refillable,#577V721W-003B | 1 | 95.33 | 26.212 | 22.235 | PROX Lab
ELH-047 | Elec,pH,XV,SJ,12x110mm,Refillable,calomel,#577V905-003B | 0 | 0 | 0 | 0
ELH-051 | Elec,pH,XVF,DJ,3/4"MPT,Cer Tuff Tip,#V-BV100-20B | 0 | 96.69 | 31.135 | 30.202 | PROX Lab
S028-10 | Acce,Cable,Extension BNC to FBNC Jack Low Noise,#99001048-0 | 0 | 12.97 | 4.577 | 3.51
ISTEK-175 | Elec,pH,DJ,GX1,#5733728RA2-10BRCA,12x115mm,Refillable,PT100 | 0 | 0 | 0 | 0
AK1024 | Elec,CT,Blackpolymer,graphite,4-cell,K=0.32,NTC-30K,5FT,6Din | 0 | 92 | 87 | 87
LS23436-HER | Elec,LE33 Level Electrode,3 Contact,See AWE Drawing | 2 | 189.7 | 115.995 | 114.518
64-00726-31 | Acce,Cable,RG174 Low Noise,SNC to BNC,Peco #9001041-003B | 0 | 17.72 | 12.691 | 11.422 | Lab-Ovh
64-00726-32 | Acce,Cable,RG174 LowNoise,SN6 to US Std,P#9001041-003A,Mono | 0 | 14.28 | 13.524 | 6.292
64-00726-33 | Acce,Cable,RG174, LowNoise, SN6 to PIN, #9001041-003D | 0 | 15.02 | 10.809 | 6.682 | Lab-Ovh
64-00726-41 | Acce,Cable,RG174 L/N,SN6 to BNC,#9001041-007B | 20 | 16.87 | 13.546 | 13.546 | Lab-Ovh
7793A1T-130-IX | Sub,pH,DJ,ASG IX,12x130mm Length,Short Junction | 40 | 0 | 7.375 | 3.46
64-00726-43 | Acce,Cable,RG174 Low Noise,SN6 to 2 Pin,Peco #9001041-007D | 0 | 16.87 | 11.664 | 6.295 | Lab-Ovh
R-20KB-VPR-08 | Elec,pH,Live Tap,X-VD,PT100,316SS/Kynar/Kalrez,1x8",VPR | 0 | 0 | 0 | 0
05294695 | Raw,Chem,Valinomycin>=98.0%(TLC) | 0 | 0 | 3.25 | 3.25
2010VPR-PT-16H | Acce,Cable,Vario pin connector to Hank,Rosemount wiring | 0 | 0 | 60.334 | 34.951
05295887 | PNS,Chem,Ricca PotassiumChlorideConductivity 10 mS/cm | 0 | 0 | 110 | 146.6
A773792-225-DL | Elec,pH,DJ,X2D,225mm "A" length, Autoclavable | 0 | 285.5 | 0 | 0
V-700J-3BRCA | Elec,pH,X-V,DJ,12x115mm,Epoxy Guard,30K,RFV | 0 | 0 | 9.076 | 7.68
LAZ-001 | Elec,pH,XVD,DJ,Open Junction,CPVC housing, S7 connector | 1 | 275.4 | 32.829 | 33.326 | Lab-Ovh
MESU003005-0003 | Elec,pH,GX-5,12X120mm,clear PC, DJ,COAX,3M,BNC w/Black boot | 0 | 10.7 | 9.5 | 9.5
C-11-220020 | Elec,ORP,PC,GD Disc,SJ,2M,BNC,customer package#R035-SP004 | 0 | 34.47 | 22.41 | 22.41
C-11-220019 | Elec,pH,PC,ASGVIII,SJ,2M,BNC,customer package#H035-SP001-2 | 0 | 14.18 | 9.19 | 9.19
44340009 | Raw,Boot,Black color,cover for male BNC- Use 44340016 | 11657 | 0 | 0 | 0
7904410 | Elec,Plat,DJ,#V-B9100-S7,3/4"MPT CPVC,Ceramic Tuff tip | 0 | 179.74 | 45.824 | 45.824 | PROX Lab
77330022 | Raw,Thermistor,22k @ 25 degree C,+/-1%,replaces InGold TC | 307 | 0 | 5.72 | 5.72
00440001 | Raw,Fielect carbon fiber rod,1mmODx400mmL | 0 | 0 | 0.994 | 0
00330011 | Pellets,Iodide, w/wire & housing | 43 | 0 | 29 | 29
BP600-06B-B310 | Elec,pH,X2D,DJ,12x310mm,Washer & Teflon | 0 | 0 | 11.563 | 4.847
SP35B | Elec,pH/Plat,DJ,XVD,#577V713-3B2,12x110mm,2 of BNC | 0 | 0 | 64.809 | 16.455 | PROX Lab
33030018R | Raw,Tubing,Heat Shrink,1/8" Red color,4 ft lengths | 522.02 | 0 | 0.39 | 0.39
33030018G | Raw,Tubing,Heat Shrink,1/8" Green color,4 ft lengths | 333 | 0 | 0.215 | 0.215
COLE-112 | Elec,pH,GX2,DJ,#5273792-200-3BRCAV10,PT1K,10mmX200mm,Sealed | 0 | 0 | 4.097 | 2.933
P721VV12S20ET | Elec,pH,DJ,XVF,3/4"MPT Ryton,PT100,Ceramic Tuff tip | 1 | 336.46 | 41.028 | 41.028 | Lab-Ovh
CARIB-002 | Elec,Plat,SJ,12x115mm,AC,w/Boot,#2739630-002BB | 0 | 78.32 | 30.809 | 10.555
7760998 | Elec,pH,XVF,#192V757-S7,DJ,Flat Bulb,3/4"MPT CPVC,Lg Jct | 0 | 90.16 | 29.658 | 28.626 | PROX Lab
2P2 | Solu,pH inner fill, 45mV +/- 5mV at 7 pH | 0 | 0 | 0 | 0
S7FISHER | Accufast Fill | 0 | 0 | 0 | 0
S906N | Rana Red rod, Solution | 0 | 0 | 0 | 0
805105 | pH Fill Honeywell Liquid | 0 | 0 | 0 | 0
S906NBORATE | Solu,Inernal Fill For VLPC red rod | 0 | 0 | 0 | 0
1ATC | Solu,4MKCl/AgCl,Silica w/Glycerol gel | 0 | 0 | 0 | 0
1B | PNS,Solution,4MKCl/AgCl,CMC gel, Blue,thick | 0 | 0 | 25.541 | 0
CL02604-S7 | Elec,Chloride,DJ,12mmX110mm,Glass,Sealed,SPR | 0 | 0 | 10.951 | 6.207
V-4000-35CD | Elec,pH,X-VD,DJ,3/4" MPT Black Kynar,Guard,Annular Jun.S | 0 | 340.26 | 15.73 | 17.535
RHGB-D001 | Elec,pH/ORP,GX-5,PTdisc,RYTON,3/4"NPT,DJ,10K,SG,20FT,T,RS485 | 0 | 0 | 96.393 | 0 | Lab-Ovh
BG000288 | Guard,natural kynar,for 12mm,Flat bulb,for 13-620-288 | 18 | 0 | 1.414 | 1.308
22092112 | Raw,O-Ring,Buna 70, 2-112 | 2842 | 0 | 0.02 | 0.02
1C | Sol,4M KCl/AgCl with CMC,Clear,T Solution,4M KCl/AgCl | 0 | 0 | 25.541 | 0
1E | Solu,4MKCl/AgCl,CMC gel,clear,thin | 0 | 0 | 25.541 | 0
EUTECH-003 | Elec,pH,X-5D,DJ,PlatWire(Sol),#93X218864 | 0 | 72.57 | 0 | 0
44341500-B | Raw,Boot,Blue color, .500"ID x 1"Long, for BNC | 5080 | 0 | 0.059 | 0.059
ISE36B | Elec,Surfactant,DJ,#SUR1505-003B,12X110mm Epoxy body,Sealed | 0 | 0 | 12.263 | 2.074
ISA30 | Solu,Lead,ISA,#PB2IS01,5M NaClO4,(more) | 0 | 0 | 101.219 | 0
300-D-SB | Acce,Soaking Bottle for 300-D series ODO | 0 | 0 | 7.734 | 0 | Lab-Ovh
ISE22B | Elec,Cadminum,DJ,#CD21505-003B,12mmx110mm,Sealed,Epoxy Body | 0 | 0 | 13.916 | 4.724
ISC21 | Solu,BromideActivityStandard,1000ppm,475ml,#BR0AS02 | 0 | 0 | 2.162 | 0
ISA22 | Solu,ISA,Cadmium,5M NaNO3,475mL,#CD2IS01 | 0 | 0 | 2.162 | 0
05290063 | Raw,Chem,Calcium Chloride Dihydrate,99+%,A.C.S. | 3500 | 0 | 0.1176 | 0.1176
ELH-053 | Elec,Plat,DJ,3/4"NPT In-Line,CPVC,#1929837-020B | 2 | 123.76 | 51.727 | 45.513 | Lab-Ovh
BANK-FEE | Banking Fee | 0 | 30 | 0.01 | 0.01
7305066 | Elec,Platinum,DJ,12x110mm,Sealed Reference,#7906420-S8 | 0 | 131.9 | 59.112 | 52.042 | PROX Lab
77180085 | Raw,Cap,Plug Head,Black color,shell only | 454 | 0 | 3.0024 | 2.16
00050255 | Raw,Tubing,Epoxy, Black, 0.255"OD x 0.201"ID | 924.523 | 0 | 3.12 | 3.12
77180086 | Raw,Cap,Plug Head, Red color, shell only | 0 | 0 | 1.27 | 1.27
ECI-032 | Flow Cell,316SS,ECI Design, See Drawing,Revision A | 0 | 247.88 | 21.194 | 20.895 | Lab-Ovh
DESIGN-015 | Elec,Plat,DJ,3/4"NPT Ryton,Ceramic Tuff Tip,#V-A9100-S7 | 0 | 0 | 20.379 | 10.427
1507302 | Valve,1"FNPT. Ball valve,316SS,Threaded,2000#,Oval Handle | 4 | 0 | 83.33 | 83.33
1011043-2 | Acce,Adapter,Twist-Lock, CPVC, 2"NPT | 0 | 72 | 0 | 0
5733528A13BG2.5 | Elec,pH,SJ,X-5,12mmx115mm,30k,2.5mm phone plug,Epoxy body | 0 | 0 | 0 | 0
GALVANIC-001 | Elec,AgS,Mono,12x112mm,SolidState,Epoxy,12"B,Customer Manual | 1 | 342.11 | 22.868 | 7.056
GALVANIC-004 | Elec,Ammonia,12mmX110mm,Delrin,CustomerManual,#NH31501-001B | 2 | 455.14 | 23.992 | 12.304
00301038 | Raw,Barstock,Delrin 1-3/8"dia Black color | 0 | 0 | 5.7 | 5.7
P7218000S20ET | Elec,Gold,DJ,3/4"NPT,TuffTip | 0 | 0 | 0 | 0
HT28-FM01 | Elec,pH,black polymer,ASGV, flat,DJ,PT100,PG13.5Cap,CE,1M,TX | 5 | 99.87 | 39.46 | 39.46 | Lab-Ovh
458P-9-10H | Preamp, Detachable Kynar for 455,456,457,458,RMT 2081 & 3081 | 0 | 355.56 | 83.493 | 86.612
2405PH | Analyzer,Knick,StratosEco,4 wire,Analog pH,24-230VAC | 0 | 0 | 1258.85 | 1258.85
WJF-096 | Elec,pH,MK7,XVD,DJ,SPR,PT100,Ryton/Viton,#V-200B-2BT | 0 | 178.66 | 20.523 | 24.758 | Lab-Ovh
00600002 | Raw,Barstock,Peek,1/2"Dia Black Color | 40 | 0 | 13.45 | 13.45
77330001-M | Raw,Temperature Comp.PT1000 Micro | 3684 | 0 | 3.12 | 3.12
00110754 | Raw,Tubing,Kynar,Natural,3/4"pipe sch 80,1.05"OD x .724"ID | 20 | 0 | 13.65 | 13.65
0040910 | LAKS conductivity molded housing | 0 | 2.8 | 0.01 | 0.01
0102710 | Raw,LAKS conductivity molded housing,remachined,REV003 | 712 | 2.97 | 5.1527 | 3.5053
0100210 | Sub, LAKS conductivity, carbon cell, 4 wire, TX,REV006 | 10 | 37.55 | 21.331 | 20.24 | Lab-Ovh
44C017-IPG16-A | Sub,CT cell, Graphite Rod,5/16" IPG16, CTHLV-04-02 | 0 | 0 | 0.967 | 0.194
44C001-IPG16-A | Sub,Cell Pin, Graphite Rod,1/8",IPG16, CTHLV-04-03 | 0 | 0 | 0.633 | 0.111
44C017-IPG16-B | Sub,CTcell Remachine, Graphite Rod,5/16",IPG16,CTH2X-04-02R | 1528 | 0 | 3.408 | 3.408 | Lab-Ovh
44C017-IPG16-C | Sub,Cell Remachine,Graphite Rod,5/16"IPG16,CT40L-04-02R | 495 | 0 | 4.1 | 3.032 | Lab-Ovh
PH12-3P12Q-ZZ | Elec,pH,12MM,Flat Bulb,PEEK,120MM,PT1000,VP Conn,No Agency C | 0 | 483.55 | 431.046 | 219.279 | Lab-Ovh
S-H0PTC-03 | Sub,H0PTC ref glass stem | 0 | 0 | 0 | 0
500302-0001 | Sub,Body,3"L,ABS (757),BLK,.5" NPT,CL54A-D4-01-R | 62 | 0 | 0.773 | 0.473
441097-0002 | Sub,Removable Plug,1.1"ODx.85"L,PVC Rod,Gray,CL54A-D4-02 | 245 | 0 | 10.1 | 10.1
441098-0006 | Sub,Sensor Internal,0.8"ODx2.45"L,PVC Rod,Gray,CL54A-D4-03 | 366 | 0 | 0.466 | 10.95
472002-0002 | Sub,Probe Rod,Copper,3/16"ODx1.2"L,CL54A-D4-04 | 2634 | 0 | 3.2725 | 2.75
MD0015-01 | Acce,Membrane,CO2 Replaceble Membrane Module for COB9 | 10 | 0 | 5.904 | 4.289
M01-032-042 | Sub,Housing,Blk Epoxy Tube,12x120mm,2 holes,K=1 | 0 | 0 | 1.607 | 0
414014-025 | Sub,Cut, Lead Free Glass, 5.97mm (0.235")ODx0.98"L | 0 | 0 | 0 | 0
S-RHBM-01 | Sub,RHBM,glass stem,ASG III,PT BAND | 0 | 0 | 0 | 0
S-H0DK-03 | Sub,H0DK TC glass stem | 0 | 0 | 0 | 0
S-H0PTK-04 | Sub,H0PTK,glass stem GND,PT disc | 0 | 0 | 0 | 0
S-SMIT-DO | Sub,SMIT,DO cartridge | 0 | 0 | 0 | 0
03012-S | ELECTRODE GLASS ORP | 0 | 183.27 | 99.69 | 0
S-HE54-COM1 | Sub,HE54-COM1,probe only,Aurora Supply#HE54-FD02-NP | 0 | 0 | 0 | 0
S-RE54-FD02-NP | Sub,RE54-FD02-NP,PT BAND,probe only,no print,no pkg | 763 | 0 | 30.994 | 30.994
63-0068 | Elec,pH,DJ,316SS,High Purity,#1052701-003T | 1 | 185.7 | 36.664 | 36.135 | PROX Lab
33729 | Solu,Reference fill,#R001015-125,10%KNO3 | 0 | 14.26 | 1.482 | 1.399
16105252 | PNS,Plastic Dip, Blue color, 14 oz can | 0 | 0 | 8.8 | 8.8
00770754 | Acce,Enclosure,Vynckier w/clear cover 7"H x 5"Wx4"Depth | 5 | 0 | 27.94 | 27.94
16101231 | MRO,Film,Lapping Film,1" x 150'rolls,Aluminum Oxide .3 micro | 3 | 0 | 54.4 | 54.4
77020142 | Raw,Connector,type F, female coaxial 50 ohms | 1 | 0 | 15.93 | 15.93
27507-28 | Elec,pH,X-5,SJ,#5733528RA14-3BRCA,12x115mm,Refill,30K | 0 | 55.16 | 24.232 | 4.807 | PROX Lab
99030241 | Raw,Cable,C-13, COAX+3, 24ga blue,white,red TPR jacket | 11108.5 | 2.17 | 0.65 | 0.65
00190812 | Raw,Fitting,Compression, SS 1/2"ID x 3/4"NPT w/ferrules | 6 | 0 | 20.8 | 20.8
11251362 | Raw,Foil,Platinum, 0.406"L x 0.469"W x 0.005"T | 1 | 0 | 14.412 | 14.412
V-500B-16H | Elec,pH,X-VD,DJ,PT100,1" MPT Kynar,Guard,Annular,SPR | 1 | 369.57 | 67.282 | 63.966 | Lab-Ovh
7906640-3B | Elec,Plat,DJ,12x110mm,SPR,Glass | 0 | 106 | 28.164 | 1.748 | Lab-Ovh
SK20B | Elec,Cond.K=1.0,Plat,#5771302-3-3B,12x110,W/Black Boot | 0 | 0 | 46.262 | 11.841
SK24T | Elec,Cond,K=1.0,Plt Foil,PT1K,Glass #5571302F-32-3BU | 0 | 0 | 14.977 | 8.107
V-110B-10H | Elec,pH,X-VD,DJ,PT100,1.5" Insert,Sol,SPR | 2 | 479.16 | 49.536 | 49.536 | Lab-Ovh
44008010 | PNS,Bag, Clear Ziplock 8'' x 10'' | 0 | 0 | 0.035 | 0.0354
00070070 | Raw,Glass,Pyrex,.074"OD x .053"ID x 48"L | 1623.783 | 0 | 1.088 | 1.088
00210500 | Raw,Barstock,Ultem black color, 1/2"Dia | 44 | 0 | 3.9 | 3.9
COLE-122 | Elec,pH,X1,DJ,#5732728A110BG2.5,12x115mm,30K T/C,2.5mm Phone | 0 | 0 | 27.353 | 19.914
00190110 | Fitting,Connector,Fitting,3/4"T x 3/4"P,Male 316SS | 11 | 0 | 24.75 | 24.75
00190109 | Connector ,Fitting,DK-LOK,1/4"T x 1/4"P,Male 316L | 0 | 0 | 5.42 | 5.42
00190108 | Connector,Fitting,1/2"T x 1/2"P,Male 316SS | 0 | 0 | 13.31 | 13.31
1502201 | Tee,1/2", 150#,THD,316SS | 7 | 0 | 4.28 | 4.28
99220091 | Cable,C-25,Small Single Lead,22ga,Extra Flex, .064"OD,Blk | 6875.351 | 0 | 0.176 | 0.176
GGULF-001 | Elec,pH,XVD,DJ,T/L,TC 3000 ohm,SPR,VL Logo,#V-1001-6SL | 0 | 0 | 21.313 | 6.783
R-10KB-16BT-21 | Elec,pH,Live Tap,X-VD,PT100,Titan/Kynar/Simriz,1x21" | 3 | 780.1 | 93.309 | 54.876 | PROX Lab
77338708 | Raw,Cust, Thermistor,NTC, 30k from Eutech | 8088 | 0 | 0.715 | 0.65
KROHNE-007 | Elec,pH,DJ,XVF#P822VV1225HS,3/4"NPT,CerTuff,1.75"ins,PT100 | 0 | 0 | 0 | 0
1606644-10B | Elec,Platinum,DJ,T/L,Kynar insert,SPR | 0 | 0 | 48.427 | 7.939
LH-007-17 | Elec,pH,XVD,#HABP600X-17T-B120,12x120mm,Ryton,5mm Cable | 0 | 74.5 | 16.57 | 16.57 | Lab-Ovh
00390125 | Raw,Barstock,Ryton 2-1/2"Dia, 40% glass filled | 0 | 0 | 159.24 | 159.24
7761399 | Elec,Plat,DJ,3/4"MPT CPVC ceramic flush,Old Style | 1 | 98.36 | 42.622 | 42.622 | PROX Lab
22090002 | Raw,O-Ring,Buna 70, 21mm x 1.5mm | 18 | 0 | 0.13 | 0.13
KROHNE-013 | Elec,Mono pH,XVTD,12mm x 110mm,#577VT301-S7 | 0 | 0 | 0 | 0
93X562201 | Elec,pH,FS5,SJ,12x106mm,13-620-31C,Epoxy,Refill,40"B/RCA,30K | 0 | 46.45 | 29.583 | 29.583 | Lab-Ovh
22710701-T | Raw,O-Ring,Viton,Teflon Coated 70, 7mm x 1mm | 0 | 0 | 0.018 | 0.0175
9001092-012T | Acce,Cable,4 pin DL to Strip & Tinned,4 Wires with Shield | 0 | 158.83 | 15.709 | 32.19 | Lab-Ovh
ISTEK-178 | Acce,Cable,DL,3mm LN DL to BNC,Spcl Coax cable, #9001083-003 | 10 | 17.47 | 12.656 | 5.636
22072218 | Raw,O-Ring,EPDM 2-218, 70 Duro | 77 | 0 | 0.12 | 0.12
WJF-098 | Elec,pH,MK7,XVD,DJ,SPR,PT100,Ryton/Viton,#V-200B-3BT | 1 | 180.38 | 21.184 | 25.735 | Lab-Ovh
33380050F | Ceramic Rod, .050"OD+/-.003" x 6"L,Forsterite material | 5976 | 0 | 0.2917 | 0.29167
44090909 | PNS,Boxes,Shipping, 9 x 9 x 9 Corrugated Single Wall | 0 | 0 | 0.59 | 0.59
XD573372DC | Elec,pH,DJ,X-1D,12mmX115mm,#5733728A4-003RU,W/PT1000 | 0 | 0 | 0 | 0
V-0001-6H | Elec,pH,Ryton Cap,X-VD,DJ,SPR,3Kohm,12x110mm | 0 | 270.02 | 31.6 | 12.03
PID3400-121 | Module,PID for Knick Analyzers | 0 | 0 | 280.67 | 280.67
COLE-127 | Elec,pH,XVD,DJ,12mmX80mm,1.4" Cap,PT100,#577V777-050BV12 | 0 | 0 | 0 | 0
PHE-2161 | Elec,pH,X-2,SJ,#5773521-003B, | 0 | 0 | 5.252 | 0.987
SE554X/1-NMSN | Elec,Knick,Memosens,12mmx120mm,OpenJunc,PG13.5,30K,High pH | 0 | 0 | 519.35 | 519.35
SE555X/1-NMSN | Elec,Knick,Memosens,12mmx120mm,WickJunc,PG13.5,30K,Pharma | 1 | 0 | 528 | 528
PH3400-035 | Module,Knick,pH/ORP,Analog,For Protos unit | 1 | 0 | 1243.8 | 1243.8
CA/MS-005XAA | Acce,Cable,Knick,Memosens,5 Meter Length | 0 | 0 | 332 | 332
SE630-MS | Elec,Knick,Memosens,Conductivity,Peek,GraphiteContacts | 0 | 0 | 1836 | 1836
SE655X | Elec,Knick,Torodial Conductivity,Peek,0/2000mS | 0 | 0 | 3193 | 1784
ZU0343 | Raw,Fitting,Knick,FlangeKit DN 50 PN 10,SS,For SE655 | 0 | 0 | 221.11 | 221.11
22320666 | Stopper,Rubber for Fisher Oval Bottle,6mm,40 duro black | 1638 | 0 | 1.43 | 1.43
TOWNC-001 | Elec,pH,X-2,SJ,12x80mm,Sealed Reference, No logo | 1 | 64.26 | 17.04 | 15.714 | Lab-Ovh
TOWNC-002 | Submersion,Electrode Holder,CPVC,2 Piece Gland M23-010-002 | 49 | 174.64 | 42.183 | 6.358 | Lab-Ovh
TOWNC-003 | Extension Cable,#99001048-040B,M/BNC to F/BNC Lownoise | 0 | 21.42 | 11.903 | 6.087
3000800-8 | Housing,Glass Latex Sensor, 8" Long | 6 | 438.29 | 0.324 | 0.324
77120101 | Raw,Thumb Screw,Orion Adaptor,black plastic knob on metal | 53 | 0 | 8.81 | 8.81
2010507S-50 | Acce,Adapter,Wiring SL to Hanked,4 Cond w/drain,S=ZV Cable,1 | 0 | 146.89 | 21.835 | 0
15011117 | Caplug, 7/8"Plug for ABS pipe, Red color | 754 | 0 | 0.055 | 0.055
44009610 | Tape,Kapton 1/2"wide,Amber/yellow color | 8 | 0 | 3.795 | 8.55
C621-3-4-2-010T | Elec,Cond,K=0.1,10K Thermistor,3/4"MNPT,SS | 0 | 292.46 | 52.588 | 1.1 | PROX Lab
00190107 | Fitting,Connector,1/4"T x 1/2"P,Male 316L SS | 2 | 0 | 10.03 | 10.03
00190106 | Connector,Fitting,1/4"T x 1/2"P,Elbow Male NPT,316L SS | 7 | 0 | 19.48 | 19.48
577V792-100-10T | Elec,pH,XVD,DJ,12x100mm,Sealed Reference | 25 | 0 | 13.621 | 2.919
5779861-100-10T | Elec,Plat,DJ,12mmX100mm,Sealed,Glass Body | 0 | 0 | 22.835 | 8.993
JENCO-024 | Elec,pH,XVF,DJ,3/4"MPT,Ceramic Flush,10K,#192V757-30BMV18 | 0 | 0 | 0 | 0
D-P015VIK120F | Elec,Polargraphic,12x120mm,316SS,PG13.5SC,Ingold TC | 0 | 0 | 0 | 0
ISTEK-179 | Elec,pH,X-VD,SJ,12mmX110mm,Refillable,Wick,#577V504W-003B | 2 | 47.16 | 23.719 | 22.368 | PROX Lab
93X218926 | Elec,Ref,Mono,SJ,#13-620-45,Side Arm,Glass,AGCL Pack,Refill | 0 | 0 | 14.781 | 4.76
ISTEK-181 | Solu,ISA,1 gal. Bottle Tisab 2,#F00IS02 | 4 | 37.55 | 2.76 | 2.76
ISTEK-182 | Solu,ISA,475ML Bottle,TISAB III, #F00IS03 | 0 | 26.17 | 2.162 | 2.162
ZU0738 | Acce,Knick,Panel Mount for Stratos Pro Unit | 0 | 160 | 84 | 84
ISTEK-185 | Elec,pH,XV,DJ,12x120mm,KNO3,PT100,#HABP635KN-DSPV12-B120 | 3 | 114.25 | 18.556 | 19.859
TP571VV013T04B5 | Elec,pH,DJ,XVD,SPR,TB557,3K TC,NotchedTeflon | 0 | 0 | 0 | 0
ELM-120 | Elec,pH,XVD,DJ,CPVCElmHousng,SuperSatKCl,#192V796DHX-20B | 1 | 128.76 | 33.758 | 36.172 | Lab-Ovh
CLEAN-005 | Elec,Ammonium,DJ,#NH41502-003B,12x110mm,Glass,Refill | 0 | 0 | 13.725 | 0
CLEAN-006 | Elec,Nitrate,DJ,#N031502-003B,12X110mm,Refillable,Glass Body | 0 | 0 | 13.443 | 0
V-400B-30H | Elec,pH,X-VD,DJ,TC 100 ohm,3/4"MPT Kynar w/Grd,SPR | 0 | 453.68 | 53.974 | 48.552 | Lab-Ovh
HABP635W2DSP325 | Elec,pH,X-VD,DJ,12mmX325mm,2Wicks | 0 | 0 | 0.315 | 0.417
BP935W2-DSP-325 | Elec,Platinum,DJ,12x325mm,S8,2 Wick | 0 | 0 | 0 | 0
ELH-054 | Elec,Platinum Band,DJ,3/4"NPT CPVC,#1929837-010B | 1 | 118.21 | 49.244 | 43.168 | Lab-Ovh
577V521-003A | Elec,pH,SJ,XVD,12mmX110mm,Glass body,Refillable | 0 | 0 | 16.791 | 3.542
V-700L-3J6 | Elec,pH,X-V,DJ,12x115mm,Epoxy,10K,Guard,Sealed,RFV,Yokogawa | 0 | 0 | 12.282 | 3.59
ZU0274 | Acce,Knick,Pipe Mount kit for Stratos Pro Unit | 2 | 321 | 165 | 165
77023277 | Raw,Connector,Jack Rivet,Gold Pin,Pamona p/n 3277 | 15 | 0 | 2.18 | 2.18
N03MK22 | Membrane Kit,Nitrate,Incl 3 membranes,o-rings,ref fill | 0 | 284.18 | 10.389 | 0
V-500B-32H | Elec,pH,X-VD,DJ,PT100,1" MPT Kynar,Guard,Annular,SPR | 0 | 0 | 62.742 | 12.659
V-3101-30H | Elec,pH,MKIA,X-VD,DJ,SPR,3K ohm,Kynar/Viton,Rem Grd | 0 | 0 | 0 | 0
C19B214-6H | Elec,Cond,0.1 Const,316SS/TFE,TC 100 ohm,T/L | 1 | 0 | 35.38 | 7.063
V-330B-F6 | Elec,pH,MKIA,X-VD,DJ,SPR,PT100,CPVC/Viton,3/4" Top Thread | 0 | 0 | 34.469 | 7.857
7906640-10H | Elec,Platinum,DJ,12x110mm,RFP | 0 | 169.46 | 55.323 | 4.937 | PROX Lab
573V730-X18B | Elec,pH,XVD,DJ,12x115mm,Annular Ceramic Junction,Epoxy body | 10 | 0 | 8.408 | 3.561
WJF-099 | Elec,Calcium,DJ,12x110mm,Refill,Glass Body,#CAL1502-DL | 0 | 0 | 30.53 | 7.818
11250015 | Raw,Wire,Platinum, 99.99% pure, 0.015"Dia | 24.699 | 0 | 65.1132 | 14.62
TP571VW01303EB | Elec,pH,DJ,XVD,TB557,3K,Notched Ceramic | 0 | 348.02 | 3.172 | 1.698
ISE67B | Elec,Fluoride,DJ,F001522-3B,12x110mm,Refill,Epoxy, | 0 | 0 | 21.25 | 26.579
V-T000-10B | Elec,pH,Ryton Cap,X-VD,DJ,SPR,No TC,12x110mm,TempH Fill | 2 | 135.76 | 29.596 | 27.859 | PROX Lab
ISTEK-189 | Elec,pH,X-V,SJ,#557V504W-003B,6mmX152mm,Refillable,Wick | 0 | 0 | 0 | 0
ISTEK-190 | Acce,Cable,4 Pin Detacable to RCA,#9001095-003BRCA | 0 | 34.91 | 0 | 0
ISTEK-191 | Elec,Polar,PT100,Delrin,BNC to RCA conn.,#023IP17S60BRCAV12 | 0 | 0 | 0 | 0
ISTEK-192 | Elec,pH,X-2,#3983701EB-070BV12,DJ,3'ABS Pipe,PT100 | 0 | 0 | 0 | 0
ORPF-030ST | Elec,Plat,DJ,#1929857-030HST,3/4"MPT CPVC,Self Cleaning | 0 | 107.98 | 51.761 | 21.176 | PROX Lab
COLE-131 | Elec,pH,X-2,SJ,#5773503-003B,12x120mm,SpringLoaded,Refill | 0 | 0 | 4.414 | 1.795
22090429 | Raw,O-Ring,Buna 70, 0.429"ID x 0.180" C/S | 78 | 0 | 1.8333 | 1.833
93X546102 | Elec,Cond,K=10.0,Plat#5731302-6A1-3I8,12x110,30K,8 pin din | 8 | 50.11 | 35.771 | 10.396
7760774 | Elec,pH,DJ,X2,#1923737-020TV10,3/4"NPT CPVC w/Guard,PT1K | 0 | 0 | 37.199 | 13.166
2005031 | Elec,ISE,Sodium,Radel,Teflon Junction | 3 | 205.23 | 35.731 | 28.118 | PROX Lab
99013315 | Cable,C-3,7 Cond.Blk,Green,Red,White,Brown,Yellow,&L/NRG174 | 0 | 0 | 0.52 | 0.52
PRO-003 | Elec,Polar,25mmSocketFlange,22KIngoldTC,70mmLength,SSReplCar | 0 | 0 | 0 | 0
ELH-057 | Elec,pH,DJ,X5,#5473501-003B,4mmX130mm,Refillable Reference | 3 | 110.54 | 23.397 | 22.054 | PROX Lab
I-11WE-VPI-120 | Elec,pH,DJ,XVD,12X120,SolGrnd,PT1000,VP w/IngoldWiring,Glass | 2 | 482.18 | 19.088 | 7.42
ELH-058 | Elec,Platinum Band,DJ,3/4"NPT CPVC,#1929837-006B | 0 | 0 | 42.271 | 11.188
1600650 | 48" Ext Pipe for Mark VI-B Holder, 3/4"MNPT both ends | 0 | 0 | 0 | 36.392
ELECD-026 | Elec,pH,SJ,X-1,#5733526R-003B,12x115mm,Refillable,Epoxy Body | 0 | 0 | 0 | 0
KVL-227-110 | Elec,2 Pt wires,SJ,12x110mm,Black Epoxy,w/guard,3'Hank | 0 | 0 | 0 | 0
SS-TAGGING | Stainless Steel Tag | 0 | 0 | 0 | 0
ISC36 | Solu,Standard,Sufactant,475ml,0.05M Hyamine,#SURAS01 | 0 | 0 | 2.162 | 0
93X218922 | Elec,pH,FS5F,SJ,Refill,12X106mm Epoxy,BNC,#13-620-289 | 0 | 46.75 | 28.611 | 27.331 | PROX Lab
1500301 | Raw,Flange,316SS,1" 150#, Raised Face,Blind | 6 | 0 | 106.28 | 106.28
00220109 | Nipple,PVC 3/4"x 6"L,MNPT,sch 80,Dark Gray color | 61 | 0 | 1.53 | 1.53
CA/MS-010XAA | Acce,Cable,Knick,Memosens,10 Meter Length | 0 | 0 | 437.95 | 437.95
00300375 | Raw,Barstock,Delrin 3/8"OD,Black color | 5 | 0 | 1.08 | 1.08
33380040F | Ceramic Rod,.040"Dia.+/-.003"x 6"L,Forsterite material | 5522.579 | 0 | 0.1333 | 0.13333
93X218893 | Elec,pH,FS5,DJ,#13-620-221,12x106mm,Epoxy,Refill,BNC | 0 | 45.44 | 25.911 | 26.265 | Lab-Ovh
ELH-059 | Elec,Double Plat,SJ,12x110mm,Sealed, VL#2779092-010H | 0 | 218.48 | 56.606 | 34.156 | Lab-Ovh
ELH-060 | Elec,Antimony,DJ,Notched Tef,Tef Cable,3/4"MPT,#V-A7600-20B | 0 | 0 | 31.387 | 14.423
7304975 | Connector, German Detachable Cable SN6,#M001008 | 0 | 25.27 | 17.001 | 12.893 | Lab-Ovh
TP5119000S10AT | Elec,Platinum,DJ,Kynar T/L,Tuff Tip, Large Ceramic Junction | 7 | 289.97 | 19.418 | 13.715
P821VV12S-D6 | Elec,pH,X-VF,DJ,3/4" NPT,Tuff tip,PT100 | 0 | 0 | 27.942 | 17.183
P721PVV01350ET | Elec,pH,XVD,DJ,3/4"MPTRyton,3K,PTSolGrnd,NotchedCeramicJun | 0 | 0 | 86.556 | 43.793
JAF-005 | Elec,Cond,#5731301-32-3BU,K=1.0,Graphite,12mmX110mm,PT1K | 2 | 0 | 8.903 | 5.464
JAF-006 | Elec,pH,XVD,SJ,#573V528A4-003BU,12x115mm Epoxy,PT1K,Sealed | 3 | 76.69 | 15.496 | 8.224
JAF-007 | Elec,pH,SJ,XVD,#577V521-3BUV10,12X110mm,Glass,Refill,PT1K | 6 | 0 | 7.811 | 1.259
022AP27-10TV12 | Elec,Oxy,AWE Style,250nA,CPVC,PT100 | 0 | 189.07 | 4.019 | 1.733
27503-10 | Solu,Cupric,#CU0AS01,Standard,0.1M,475mL | 0 | 0 | 1.596 | 4.493
COLE-141 | Elec,Ammonia,12xmm110mm,Delrin Body,#NH31501-S7 | 0 | 0 | 27.885 | 1.901
11252507 | Raw,Band,Platinum, 99.99%pure,.246"ODx.234"IDx.006"W x.070"H | 0 | 0 | 4.8167 | 4.8167
05290591 | Raw,Chem,Potassium Tetrakis Borate | 25.984 | 0 | 140.7 | 140.7
44009001-P | PNS,Sleeve, 9" open ended, plain white blank | 0 | 0 | 0.2 | 0.2
44009003 | Raw,Sleeve,VLC Brand, 2.75"x1.81"x 9.125" Gray,Blue & White | 6370 | 0 | 0.375 | 0.376
ELECD-027 | Elec,pH,SJ,#5573512-003B,6x25mm,Spear Tip,Refillable | 2 | 121.89 | 3.434 | 1.334
JENCO-029 | Elec,Cond,K=0.01,316L SS,3/4"MNPT SS,10K,#C621-1-4-2-020T | 0 | 132.11 | 72.98 | 43.159 | PROX Lab
JENCO-030 | Elec,Cond,K=0.1,10K Thermistor,3/4"MNPT,SS,#C621-3-4-2-020T | 0 | 148 | 50.043 | 13.804
KROHNE-024 | Elec,pH,DJ,XVF#P822VV12DL4-23,3/4"NPT,CerTuff,23mmIns,PT100 | 0 | 0 | 0 | 0
D-G574V0J003JJ6 | Elec,Galv,12mmX110m,Delrin body,6 pin,Jenco Wiring | 0 | 0 | 0 | 0
C75E210-VPI | Elec,Cond,K=0.1,12x110mm,316SS/TFE,PT1K TC | 0 | 0 | 30.435 | 0
93X218881 | Elec,pH,FS5,DJ,Refill,12X106mm Glass Body,BNC,#13-620-223A | 59 | 51.47 | 33.588 | 33.588 | Lab-Ovh
ISTEK-193 | Elec,pH,XV,DJ,12x120mm,KNO3,PT100,#HABP635KN-DLV12-B120 | 0 | 0 | 0 | 0
ISTEK-194 | Elec,pH,X-V Thick,DJ,12x110mm,Epoxy,Tuff Tip,#573VT734-003B | 0 | 0 | 0 | 0
ISTEK-195 | Elec,pH,X2D,DJ,3/4"NPTRyton,PT100,Ceramic,#P7212V12315BRCA | 0 | 0 | 7.302 | 2.792
ISTEK-196 | Elec,Cond,Toroidal,1.5"CPVC,20 foot,2-wire,#C3254.3 | 0 | 0 | 182.031 | 0 | Lab-Ovh
ISE69B | Elec,Iodide,DJ,#I001522-003B,12x110mm,Refill,Replace Mmbrn | 0 | 0 | 6.481 | 4.539
ISE65B | Elec,Copper,#CU01522-003B,Refill,ReplacementMembrane | 0 | 0 | 41.711 | 28.669
ISE64B | Elec,Chloride,#CL01522-003B,Refill,ReplacementMembrane | 0 | 0 | 16.151 | 6.41
ISE62B | Elec,Cadmium,#CD21522-003B,Refill,ReplacementMembrane | 0 | 0 | 6.213 | 0
JENCO-031 | Elec,pH,X-VThickDome,DJ,3/4"MNPT Kynar,#196V757TD-020B | 0 | 0 | 0 | 0
I-1000-S8-110 | Elec,pH,DJ,XVD,12x110mm,Washer and Teflon | 1 | 272.92 | 36.458 | 10.905 | PROX Lab
DIONEX-005 | Elec,pH,DJ,XVF,TreatedWick,CMC,Body&Cable&ConSuppliedbyDione | 0 | 0 | 3 | 3
9001071-001B | Acce,Cable,Detachable Lead,LowNoise Coax,DL to BNC,RG174 Coa | 0 | 0 | 6.754 | 4.1033
3000848 | Raw,Grommet,Neoprene 1.000 to 1.188 Crouse & Hinds Bush #99 | 25 | 0 | 13.366 | 13.366
SMAGNO3 | Solu,Starting Material, 0.1M Silver Nitrate Solu, 1L | 0 | 0 | 0 | 0
SMNH4CL01 | Solu,Starting Material 0.1M NH4Cl Solu, 1 Liter | 0 | 0 | 0 | 0
SMNH3AS02 | Sol,Starting Material,Ammonia,1000ppm Activity Standard | 0 | 0 | 0 | 0
SMNH3AS03 | Sol,Starting Material,Ammonia Standard,100 ppm, 1 Liter | 4 | 0 | 0 | 0
WHA1502-003T | Elec,Water Hardness,DJ,12mmx110mm,Refillable,Glass Body | 0 | 0 | 1.188 | 0.632
SM5MNACL | Solu,Starting Material, 5M NaCl, 1 Liter | 0 | 0 | 0 | 0
SMBR0AS01 | Solu,Starting Material, 0.1M NaBr, 1 Liter | 0 | 0 | 0 | 0
SMBR0AS02 | Sol,Starting Material, 1000ppm Bromide Standard, 1 Liter | 0 | 0 | 0 | 0
SM5MNAN03 | Solu,Starting Material,5M NaNO3, 1 Liter | 16 | 0 | 39.95 | 0
V-0001-6BH | Elec,pH,Ryton Cap,X-VD,DJ,SPR,3Kohm,12x110mm | 1 | 300.83 | 47.623 | 39.735 | PROX Lab
SMCALAS01 | Solu,Starting Material,0.1M CaCl2, 1 Liter | 0 | 0 | 0 | 0
SMCALAS02 | Solu,Starting Material,Activity Standard,Calcium,1000ppm, 1L | 4 | 0 | 17.57 | 0
SMCALAS03 | Solu,Starting Material,activity standard,Calcium 100ppm,1L | 0 | 0 | 16.82 | 0.015
SM4MKCL | Solu,Starting Material, 4M KCl, 1 Liter | 8 | 0 | 0 | 0
SMNAHC0301 | Solu,Starting Material, 0.1M NAHCO3, 1 Liter | 0 | 0 | 0 | 0
SMC02AS02 | Sol,Starting Material,CO2 Activity Standard,1000 ppm,1 L | 0 | 0 | 0 | 0
SMC02SS01A | Solu,Starting Material,CO2 Standard A, 1 Liter | 0 | 0 | 0 | 0.87
SMC02SS01B | Solu,Starting Material, CO2 Standard B, 1 Liter | 0 | 0 | 0 | 0.88
SMC02IS01 | Sol,Starting Material, CO2 ISA, 1 Liter | 0 | 0 | 0 | 13.525
SMNACL01 | Solu,Starting Material, 0.1M NaCl, 1 Liter | 3 | 0 | 0 | 0
SMCL0AS02 | Solu,Starting Material,ChlorideStandard,1000ppm, 1 L | 0.5 | 0 | 0 | 0
SMCL0AS03 | Sol,Starting Material, Chloride Standard, 100ppm, 1L | 0 | 0 | 0 | 0
SMF00AS01 | Solu,Starting Material,Standard,Fluoride,0.1M NaF,1L | 0 | 0 | 0 | 0
SMF00AS02 | Solu,Starting Material,Fluoride Standard,1000ppm,1L | 0 | 0 | 0 | 0
SMF00AS03 | Solu,Starting Material,FluorideStandard,100ppm,1L | 0 | 0 | 0 | 0.03
00190113 | Fitting,Connector,Fitting 1"T x 1"P,male NPT 316SS | 109 | 0 | 35.59 | 35.59
44090906 | PNS,Box,Shipping 9 x 9 x 6 Corrugated Single Wall | 0 | 0 | 0.52 | 0.52
ISE77B | Elec,Water Hardness,DJ,Replacement Membrane,#WHA1522-003B | 0 | 0 | 20.019 | 4.435
15000222 | PNS,Bubble Wrap,1/2"Bubble Size,24''Slit x 125'L,,24"perf | 2 | 0 | 14.61 | 14.61
DIK-025 | Elec,Cond,K=0.01,PT1000,316L SS,3/4" MNP,#C621-1-2-2 | 0 | 0 | 7.79 | 4.139
DIK-026 | Elec,Condu,K=1.0,PT1K,3/4"MNPT SS,#C621-2-2-2 | 0 | 0 | 1.086 | 0.322
573V530-032B | Elec,pH,XVD,SJ,12x115mm,Annular Junction,Epoxy Body | 0 | 0 | 14.187 | 7.073
ISE73B | Elec,Potassium,DJ,12mmx110mm,ReplceableMembrane,#K001522-3B | 0 | 0 | 12.586 | 12.459
SMR001013 | Solu,Starting Material, 3.5M KCl, 1 Liter | 0 | 0 | 0 | 3.255
SMR001011 | Solu,Starting Material, 4M KCl/AgCl, 1 Liter | 0 | 0 | 7.67 | 3.971
SMTISAB1 | Solu,Starting Material,FluorideISA,TISAB1,1Gallon | 0 | 0 | 0 | 0
93X219040 | Elec,Cond,K=10.0,Plat band,12x110mm,Glass,42",EC620157 | 0 | 0 | 54.888 | 8.115
SM1MKN03 | Solu,Starting Material, 1M KNO3, 1 Liter | 0 | 0 | 0 | 0
SMR001042 | Solu,Starting Material, 0.1M NaCl/AgCl, 1 Liter | 0 | 0 | 0 | 0
SMR001044 | Solu,Starting Material, 0.1M(NH4)2SO4, 1 Liter | 0 | 0 | 0 | 0.335
SMR001045 | Sol,Starting Material,0.1M(NH4)2SO4/0.01M KCl/AgCl,1 Li | 0 | 0 | 0 | 0
SMR001046 | Sol,Starting Material, 1M KNO3 w/.02M KCl/Ag, 1 Liter | 0 | 0 | 0 | 9.489
SMI00AS02 | Sol,Starting Material,1000 ppm,Iodide Activity Standard | 0 | 0 | 0 | 0
05292215 | Raw,Chem,Sodium Tetrafluoroborate,98% | 500 | 0 | 0.14 | 0.14
SM5MNACL04 | Solu,Starting Material, 5M NaClO4, 1 Liter | 0 | 0 | 178.48 | 224
SMBF4AS01 | Sol,Starting Material,Activity Standard,0.1M,fluorborate | 0 | 0 | 0 | 0
SMBF4AS02 | Sol,Starting Material,fluoroborate Standard,1000ppm, 1L | 0 | 0 | 0 | 0
SM2MNH4S04 | Solu,Starting Material, 2M (NH4)2SO4, 1 Liter | 0 | 0 | 0 | 0
SMN03AS01 | Sol,Starting Material,Nitrate Standard,0.1M NaN03, 1 L | 0.5 | 0 | 0 | 0
SMN03AS02 | Starting Material,Sol,Nitrate Standard, 1000 ppm, 1L | 0 | 0 | 0 | 0
SMN03AS03 | Starting Material,Sol, Nitrate Standard, 100 ppm, 1L | 0 | 0 | 0 | 0
SMPERAS01 | Sol,Starting Material, 0.1M NaClO4 Standard, 1 Liter | 0 | 0 | 0 | 3.26
SMPERAS02 | Sol,Starting Material, 1000 ppm ClO4- Standard, 1 Liter | 0 | 0 | 0 | 0
SMK00AS02 | Sol,Starting Material, K+ Activity Standard, 1000ppm, 1 L | 0 | 0 | 0 | 0.024
SMAGSAS02 | Starting Material,Sol,Silver Standard, 1000ppm, 1L | 0 | 0 | 0 | 0
15300019 | Bottle,16oz HDPE w/cap,narrow mouth,brown color | 205 | 0 | 2.476 | 2.476
SMNA0AS02 | Solu,Starting Material,1000ppmSodiumStandard,1Liter | 0 | 0 | 0 | 0
SMNA0AS03 | Sol,Starting Material, 100ppm Sodium standard, 1 Liter | 0 | 0 | 0 | 0
SMNA0IS01 | Solu,Starting Material, 4M NH4CL/NH4OH, 1 Liter | 0 | 0 | 0 | 0
SMSURAS01 | Sol,Starting Material, 0.05M Hyamine, 1L | 0 | 0 | 0 | 39.177
SM1MNA0H | Solu,Starting Material, 1M NaOH, 1 Liter | 0 | 0 | 0 | 0
SMSURIS01 | Solu,Starting Material, Surfactant ISA, 1 Liter | 0 | 0 | 0 | 0.719
DIONEX-006 | Elec,pH,DJ,XVF,TreatedWick,Refil,Body&Cable&ConSuppliedbyDio | 0 | 0 | 6 | 6
PRO-007 | Elec,pH Combo,DJ,GX2 Dome,"T"Pull,#BP615-DLG-B560 | 0 | 163.97 | 0.004 | 0.003
93X218895 | Elec,pH,FS5,DJ,12x106mm,Epoxy,Sealed,10K,42"BG2.5,13-620-111 | 120 | 51.43 | 27.063 | 27.063 | Lab-Ovh
KROHNE-015 | Elec,pH,XVD,DJ,High Purity,Solution Ground,PT100,#V-41HB-25H | 0 | 0 | 15 | 15
V-310B-30H-144 | Elec,pH,MKIA,XVD,DJ,SPR,PT100,Kynar/Viton,RemGrd,144"Length | 0 | 0 | 26.557 | 11.899
ZU0737 | Acce,Knick,Protection Hood for Stratos Pro | 10 | 0 | 129 | 129
PHF-030BP/PT | Elec,pH,DJ,XVF,#192V757-30BGV12,3/4"MNPT CPVC,PT100 | 0 | 0 | 0 | 0
00020006 | Raw,Tubing,Brass,.500"OD x .049"wallx 12'L,grade C272 | 0 | 0 | 3.21 | 3.21
KROHNE-018 | Elec,pH,DJ,XVD,12x120mm,SideArm,Glass,Refill,#577V721SA-S8 | 0 | 0 | 0 | 0
1606644-20H | Elec,Platinum,DJ,T/L,Kynar insert,SPR | 0 | 285.68 | 58.633 | 8.907 | Lab-Ovh
WJF-104 | Elec,pH,DJ,XVD,3/4"MPT Ryton,Notched Ceramic,#V-AV500-20H | 0 | 0 | 8.836 | 2.906
00050042 | Raw,Tubing,Epoxy, Clear, 0.375"OD x 0.315"ID | 281.56 | 0 | 3.47 | 3.47
A53.00115 | Acce,Cable,Black Lownoise Coaxial RG174, 1.10Meter,W/BNC. | 0 | 0 | 1.483 | 0.834
22172018 | Raw,O-Ring,Viton 75, 2-018, Black Color | 5925 | 0 | 0.12 | 0.12
DESIGN-016 | Elec,Cond,Toroidal,1.5"CPVC,0-10mS=4-20mA,20foot,#C3254.1 | 0 | 358.01 | 182.849 | 163.726 | Lab-Ovh
SMCU0AS01 | Solu,Starting Material, 0.1M Copper Standard, 1Liter | 0 | 0 | 0 | 0
SMCU0AS02 | Solu,Cupric Activity Standard, 1000 ppm, 1 L | 0.5 | 0 | 6.77 | 6.77
BR02604-S7 | Elec,Bromide,DJ,12mmX110mm,Glass,Sealed,SPR | 0 | 0 | 7.922 | 0.165
ISM71 | Acce,Membrane Kit,Nitrate,3membranes,o-rings,RefFill,#N03MK2 | 0 | 0 | 10.389 | 0.055
BEIJ-049 | Elec,Ammonia,#NH31501S-3B,12x110,Delrin,large membrane | 3 | 0 | 20.347 | 13.001
ELECD-031 | Elec,pH,SJ,X-5,#5733526-003B,12x115mm,Epoxy Body | 0 | 0 | 0 | 0
COLE-146 | Elec,pH,X-VD,DJ,#H721PV103T16EBH,PT1000,3/4"MNPT Ryton,TEF | 1 | 185 | 47.593 | 27.442
573V530-003B | Elec,pH,XVD,SJ,12x115mm,Annular Ceramic Junction,Epoxy | 0 | 0 | 10.197 | 3.567
573V530-016B | Elec,pH,XVD,SJ,12x115mm,Annular Ceramic Junction,Epoxy | 0 | 0 | 12.801 | 4.786
P822PVV12/3S16B | Elec,pH,DJ,Plat(Sol)CeramicTuffTip,3/4"MPT CPVC,3WirePT100 | 0 | 0 | 37.988 | 17.05
SMLITAS02 | Solu,Starting Material,Lithium 1000ppm Standard, 1 L | 0 | 0 | 0 | 0.55
SMK00AS01 | Sol,Starting Material, K+ Activity Standard, 0.1M, 1L | 0 | 0 | 0 | 0.093
AGSAS01 | Solu,Activity Standard,Silver/Sulfide,475mL | 3 | 0 | 2.748 | 24.189
SMAGSAS01 | Starting Material,Activity Standard,Silver/Sulfide,1 Liter | 0 | 0 | 0 | 16.99
SURAS02 | Solu,Activity Standard,0.1M SLS,475mL Bottle | 0 | 45.55 | 2.162 | 3.831
SMSURAS02 | PNS,Sol,Starting Material,Activity Standard,0.1M SLS,1 L | 0 | 0 | 0 | 0
S-173HC | Elec,#SUR1508-S7,12x110mm,Refillable,HeatCure,Label w/S-173 | 2 | 132.45 | 35.964 | 35.964 | PROX Lab
00190750 | Raw,Barstock,SS 316L, 3/4"(.750")Dia | 12 | 0 | 12.0833 | 12.0833
SMI00AS01 | Solu,Starting Material, 0.1M NaI, 1 Liter | 0 | 0 | 0 | 4.53
K00AS01 | Solu,Activity Standard, 0.1M KCl, 475mL | 0 | 0 | 2.162 | 1.492
SMR001047 | PNS,Solution,Starting Material, 0.1M NH4Cl/Ag, 1 Liter | 0 | 0 | 0 | 0.16
SMR001067 | Sol,Starting Material,Galvanic,Ag/Zinc,Oxygen,Electrolyte,1L | 0 | 0 | 0 | 6.124
SMR001068 | Raw,Sol,Starting Material,Polarographic, O2 Electrolyte, 1 | 10 | 0 | 7.64 | 0
SMR001069 | Solu,Galvanic, 1 Liter | 0 | 0 | 0 | 8.38
IONODE-002 | Elec,pH,DJ,XV,12X110,Refillable,DelrinSleeve,#577V701-003B | 0 | 0 | 0 | 0
05290003 | Raw,Chem,Blue Food Coloring,Royal Blue #502,4.5oz | 798 | 0 | 0.064 | 0.064
SMDIWATER | Solu,Starting Material, Deionized Water | 0 | 0 | 0 | 0
1BG | Solu,1B with 50% Glycol, 3 Liters | 0 | 0 | 12.771 | 0
2405COND | Analyzer,Knick,StratosEco,4wire,Conduct,24-230VAC/VD | 0 | 0 | 913 | 913
ELECD-033 | Elec,pH,TB557,X-VD,SPR,PT100,Kynar/Viton,#A-300B-10BT | 0 | 0 | 0 | 0
BEIJ-018 | Elec,Chloride,DJ,12x110mm,Refillable,#CL01508-003B | 8 | 0 | 24.377 | 5.578
BEIJ-005 | Elec,Silver/Sulfide,DJ,Epoxy,12x110mm,refillable,#AGS1508-3B | 0 | 0 | 0 | 0
2ATC | Solu,3.5M KCl,Silica w/Glycerol gel, 3 Liter Batch | 0 | 0 | 0 | 0
2B | Solu,4M KCl,CMC gel, Blue,thick, 3 Liter Batch | 0 | 0 | 0 | 0
2C | Solu,4M KCl with CMC,Clear, Thick, 3 Liter Batch | 0 | 0 | 0 | 0
2D | Solu,3M CsCl, 3% CMC,Clear, Thin, Pentane,1 Liter Batch | 0 | 0 | 0 | 0
2E | PNS,Solution,4M KCl with CMC,Clear, 4 Liter Batch | 0 | 0 | 0 | 0
2F | Solu,3M KCl, 3% CMC,Clear, Thin, Pentane,1 Liter Batch | 0 | 0 | 0 | 0
2K | Solu,5M NH4Cl with CMC,Clear, 1 Liter Batch | 0 | 0 | 0 | 0
2M | Solu,2M KCl with CMC & Glycol ,Blue,Thick, 3 Liters | 0 | 0 | 0 | 0
02590250 | Chemical,Natrosol 250 Hydroxyethyl Cellulose,250HHR,IndGrade | 0 | 0 | 0.014 | 0.014
05290005 | Raw,Chem,Sulfuric Acid H2SO4 ACS Reagent,95-98%,2.5 L | 0 | 0 | 0.03892 | 0.03892
05292886 | Raw,Chem, Cesium Chloride, 99%, 100gr | 350 | 0 | 0.93 | 0.93
2N | Solu,4M KCl w/Natrosol,Clear, 1 Liter Batch | 0 | 0 | 0.311 | 0
2P | Solu,0.5M K2SO4 CMC gell,clear, 3 L | 0 | 0 | 0 | 0
00600078 | Raw,Barstock,Peek Black Color,7/8"dia | 190 | 0 | 34.52 | 34.52
2R | Solu,5M NH4Cl CMC/Silica/Glycerol Gel, 1 Liter Batch | 0 | 0 | 0 | 0
2S | PNS,tion,5M KCl w/Natrosol,Clear, 1 Liter Batch | 0 | 0 | 0.311 | 0
3C | 1M KNO3 (5%CMC) Thick Gell, Clear | 0 | 0 | 0 | 0
3CC | 1M KNO3(1.5% CMC/12% Silica/50%Glycerol)ThickGel | 0 | 0 | 0 | 0
3C2 | 1M KNO3 (1.2%CMC) Thin Gel,Clear(Pharmacia) | 0 | 0 | 0 | 0
2Q | PNS,Solution,0.1M NaCl with CMC,Clear, Thick, 1 Liter Batch | 0 | 0 | 0 | 0
2H | Solu,0.1M (NH4)2SO4 with CMC,Clear, Thick, 1 Liter Batch | 0 | 0 | 0 | 0
SM4BUFFER | Sol,Starting Material, Buffer pH 4, 1 Liters, NIST-Trac | 64.625 | 0 | 0 | 3.376
SM7BUFFER | PNS,Solution, Starting Material, Buffer pH 7, 4 Liters, NIST | 2 | 0 | 0 | 0
SM10BUFFER | Solu,Starting Material, Buffer pH 10, 4 Liters, NIST-Tra | 0 | 0 | 10.656 | 9.6
SMCAPSOLN | Sol,Starting Material, Electrode Storage KCL/4 pH, 4 Li | 0 | 0 | 0 | 8.197
05308040 | Raw,Chem,Sodium Carbonate, ACS Reagent, 500 g bottle | 10 | 0 | 0.16 | 0.16
V-001B-2H | Elec,pH,Ryton Cap,X-VD,DJ,SPR,PT100,12x80mm | 3 | 267.38 | 32.721 | 25.868 | PROX Lab
POLISH-STRIP | Acce,Kit,Polishing Paper,3" Strip for ISE Solution | 0 | 0 | 0 | 0.053
27503-05 | Solu,Activity Standard,Calcium, P#CALAS02, 1000ppm | 0 | 0 | 2.162 | 2.162
A-2201-30BT | Elec,pH,TB551,XVD,DJ,SPR,3Kohm,Kynar/Viton,No Guard | 0 | 422.24 | 66.244 | 66.244 | Lab-Ovh
2010VPI-PTS-10H | Acce,Cable,Vario Pin, Pinned Leads | 0 | 178.12 | 58.161 | 58.161 | Lab-Ovh
1507305 | Valve,Ball,D-PRO,1/2"xTxTxT 3-way,1500psi,PTFE Seats | 0 | 0 | 193.109 | 193.1094
1507310 | Valve,Ball,D-PRO,1/2"TxT,2500psi,PTFE Seats,SS316,Use1507316 | 0 | 0 | 148.41 | 148.41
05294244 | Raw,Chem, Sodium nitrite (NaNO2), 500g bottle | 500 | 0 | 0.14 | 0.14
DIONEX-008 | Elec,pH,DJ,XVF,1Treated 2-Wick,CMC,,Sil.Bushing,Dionex style | 0 | 56.21 | 0 | 0
5551001-003GV20 | Elec,Temperature compensator,6X110mm,SS,30K ther | 0 | 0 | 0 | 0
PIB015-CABLE | CableDetachLead,5mmODCoaxLowNoiseCable,DLtoBNC,#9001081-015B | 0 | 0 | 11.645 | 4.23
1923737-015B | Elec,pH,X-2,DJ,3/4"NPT In-Line,CPVC | 0 | 0 | 19.061 | 6.071
V-710J-3BPW8 | Elec,pH,X-V,DJ,12x115,30K,8PinMiniDin,Star Meter,SPR,TuffTip | 2 | 252.83 | 30.744 | 22.639 | PROX Lab
13-621-701 | Elec,pH,FS5,DJ,12X106mm,Epoxy,Sealed,30K,BNC to RCA | 0 | 66.22 | 33.8 | 33.8 | PROX Lab
13-621-702 | Elec,pH,FS5,DJ,12X106mm Epoxy,Sealed,30K,BNC/3.5mmPhone, | 0 | 63.59 | 28.801 | 28.801 | PROX Lab
13-621-703 | Elec,pH,FS5,DJ,12x106mm,Epoxy,Sealed,30K,BNC/Banana | 0 | 0 | 21.055 | 45.756
7305025 | Acce,Adapter,S7 to S7,#8001061-S7 | 0 | 27.67 | 6.118 | 6.876 | Lab-Ovh
CRF-002 | Elec,Cond,K=0.1,12x120mm,Plat,Epoxy,No logo,27313144-120-S8 | 0 | 0 | 15 | 15
DESIGN-020 | Elec,Cond,K=1.0,Platinum,3/4"MPTCPVC,W/PT100,#1921304-31-10T | 1 | 214.25 | 65.533 | 69.892 | Lab-Ovh
DESIGN-021 | Acce,Adapter,1/2" MNPT to 5/8-14 F/BSP thread CPVC,#10212-62 | 7 | 11.06 | 1.591 | 1.591
7906420-10B | Elec,Plat,DJ,12x80mm,SPR,Glass Body,Sealed2779878-010B | 1 | 0 | 34.23 | 9.905
T-027-0200 | Elec,pH,XVD,DJ,12x130mm,KCL,Wick,#577V702W-S7 | 4 | 117.28 | 22.909 | 22.893 | Lab-Ovh
V-3001-6BH | Elec,pH,MK1A,X-VD,DJ,SPR,3K ohm,CPVC/Viton,Rem Grd | 0 | 0 | 43.562 | 13.9
ZU0287 | Acce,Knick Hart Test Socket Intergrated in Cable Gland | 0 | 101.65 | 46.31 | 46.31
PS183TD-20B | Elec,pH,X2TD,SJ,PVC,3/4"BSP,Guard,5mm Cable,Blue boot | 5 | 89.33 | 41.2 | 41.265 | PROX Lab
22191038 | Raw,Spring,Compression, .480"ODx.404"IDx.500"L 304SS .038"wi | 399 | 0 | 0.35 | 0.35
R001015-60 | Solu,Reference Fill,KNO3 10% Liquid,60ml | 0 | 0 | 1.303 | 1.303
R001013-60 | Solu,Reference Fill,60ml Bottle,KCl,4M Liquid | 43 | 0 | 3.502 | 1.08 | Lab-Ovh
R001043-60 | Solu,Reference Fill,0.1M NaCl, 60mL | 1 | 0 | 0.737 | 0.63
R001041-60 | Solu,Reference,Sodium,0.1M NH4Cl, 60mL | 19 | 0 | 1.303 | 1.08
ELH-062 | Elec,pH,X-2,SJ,#2773593-120-S8,12x120mm,w/Washer,O-ring | 1 | 78.67 | 26.799 | 25.709 | PROX Lab
R001044-60 | Solu,Reference Fill Solu,0.1M(NH4)2SO4,60 mL Bottle | 0 | 0 | 1.303 | 1.303
R001046-60 | Solu,Reference,1M KNO3,w/.02M KCl & Ag 60 mL Bottle | 0 | 0 | 1.303 | 1.055
R001013G | Solu,Reference Fill, 4MKCl,Thin Gell,125mL Bottle | 0 | 25.45 | 1.482 | 1.399
R001013G-60 | Solu,Reference Fill, 4MKCl,Thin Gell,60mL Bottle | 0 | 0 | 1.303 | 0.693
SMR001013G | Sol,Starting Material, 3.5M KCl with Thin Gel CMC, 1 L | 0 | 0 | 0 | 3.25
CO2IF01-60 | Solu,CO2 Inner Filling,60 mL Bottle | 0 | 0 | 0.737 | 0
77284274 | CONNECTOR, TERM FEMALE RG58 BNC, MATE W/ MALE RG58 77027079 | 111 | 0 | 4.25 | 4.25
V-700J-3BU | Elec,pH,X-V,DJ,12x115mm,30K,BNC/Banana,RFV | 0 | 0 | 0 | 0
2010459S-6 | Acce,Adapter,Wiring Fml 4-PinDLtoMBNC/SL,Coax w/2-cond, 6' L | 0 | 148.08 | 19.513 | 34.603
COLE-151 | Elec,Cond,K=1.,#5731301F-3A1-3I8,12x110,Graphite flat,CON700 | 11 | 0 | 0 | 0
I-10WE-F4-425 | Elec,pH,DJ,XVD,Wick Junction,PT1000,12X425mm | 0 | 0 | 0 | 0
SM38MKCL | Solu,Starting Material, 3.8M KCl, 1 Liter | 0 | 0 | 0 | 2.5502
TITRO-003 | Elec,Cond,12x110mm,#6731301-3-3U,Graphite,K=1.0,14.22mm cap | 0 | 0 | 0 | 0
D-P534VFJ-10T | Elec,Polarographic,Delrin,1.6 uA, 2-10K Thermistor | 0 | 0 | 84.701 | 58.895
527V79230010TV1 | Elec,pH,XVD,DJ,10mX300mm,Sealed Ref,PT100 | 0 | 403.65 | 8.096 | 4.331
1906649-2H | Elec,Platinum,DJ,MKVII,SPR | 0 | 0 | 26.523 | 0
44222222DW | PNS,Box, Shipping 22''x 22''x 22'' Corrugated Double Wall | 0 | 0 | 6.43 | 6.43
KIT-VARIO-F | Connector, Vario PIN, female | 0 | 0 | 39.031 | 0
HYDROTECH-002 | Elec,Cond/Oxygen,4 pin,,YSI DO,6 Wire,Larger ID,#4ACOND | 2 | 112.04 | 21.929 | 21.351 | PROX Lab
TP511VV12S10ET | Elec,pH,X-VD,DJ,T/L,PT100,Tuff Tip | 0 | 347.01 | 47.937 | 44.849
A-1001-10H | Elec,pH,TB567,X-VD,DJ,SPR,3K ohm,Kynar/Viton. | 1 | 398.39 | 37.803 | 37.803
ISTEK-199 | Solu,CO2 ISA,CO2 buffer,475ml Btl 95,#CO2IS01 | 0 | 0 | 2.162 | 0
ELH-064 | Elec,Platinum Wire,SJ,12x115mm,Annular Ceramic,2739630W-020B | 3 | 84.5 | 17.405 | 12
R001068-30 | Filling Solution,Polarographic,30ml Oxygen Electrolyte | 0 | 0 | 1.309 | 1.224
R-1TKB-VPR-21 | Elec,pH,LiveTap,XVD,PT100,Titan/Kynar/Kalrez,1x21",LJ,Teflon | 4 | 0 | 62.012 | 30.205
77180223 | Raw,Connector,Male German Din for L/N cable | 140 | 4.46 | 4.25 | 4.25
A-300B-4BH | Elec,pH,TB557,XVD,SPR,PT100,Kynar/Viton | 0 | 0 | 0 | 0
SE615/1-MS | Elec,Knick,Memosens,Conductvity,10uS-20mSRange,30KNTC,PG13.5 | 0 | 0 | 549 | 549
R001011-60 | Sol,Reference Fill,60mL,4M KCl/AgCl Saturated Liquid | 0 | 0 | 4.257 | 4.537 | Lab-Ovh
B77V701-400-10T | Elec,pH,X-VD,DJ,Long Reservoir,400mm "A" length | 0 | 308.65 | 0 | 0
PCE-80-NA1001 | Elec,Sodium,DJ,#NA71502-S7,12mmx110mm,Refillable,Glass Body | 0 | 0 | 3.672 | 0.51
PCE-80-NO1001 | Elec,Nitrate,DJ,#N031502-S7,12mmX110mm,Refillable,Glass Body | 0 | 260.16 | 35.924 | 31.435
77330075 | Raw,Resistor,7.5k Ohm,1/4 watt 1% | 397 | 0 | 0.18 | 0.18
33223048GY | Raw,Wire,C-52,Hook-up,28ga Gray PVC jacket | 0 | 0 | 0.03 | 0.03
33223048V | Raw,Wire,C-77,Hook-up 28ga Violet PVC jacket | 0 | 0 | 0.03 | 0.03
33223048BL | Raw,Wire,C-53,Hook-up 28ga Blue PVC jacket | 3939.7 | 0 | 0.035 | 0.035
V-1PWB-10H | Elec,pH,GXV,DJ,T/L,PT100,SolGrd,CeramicWickJunction,Glass | 0 | 0 | 46.901 | 15.556
93X560001 | Elec,Ammonia,#NH31501F-X42B,#13-620-509,12X110mm,Delrin | 0 | 198.77 | 38.814 | 38.814 | PROX Lab
A-3N0B-20H | Elec,pH,TB557,X-VD,SPR,PT100,Kynar/Viton,W/Nipple | 1 | 546.47 | 59.284 | 34.602
AWE-021 | Elec,pH,XVF,DJ,3/4"MPT Ryton,PT1K,Tuff Tip,#V-AV20E-60H | 0 | 0 | 25 | 25
HSC-012 | Elec,Plat,SJ,12.5x110mm,Special,NoLogo,#6739625E-010B | 0 | 109.84 | 44.074 | 49.999 | Lab-Ovh
HSC-013 | Elec,Plat,SJ,1/2"MPT,12mm,16mmStickOut,NoLogo,#1939626-1610B | 0 | 91.48 | 41.43 | 46.467 | Lab-Ovh
HSC-014 | Elec,Plat,SJ,1/2"MPTKynar,16mmStickOut,NoLogo,#1939626-16-BJ | 0 | 86.85 | 48.339 | 50.47 | Lab-Ovh
HSC-019 | Elec,Plat,SJ,T/L Housing,No logo,#1969685-BJ | 9 | 106.08 | 43.178 | 16.55 | PROX Lab
HSC-022 | Elec,pH,X-5,12.5x110mm,Special,NoLogo,#PH74130-10B-110 | 0 | 35.71 | 18.321 | 16.829 | Lab-Ovh
HSC-023 | Elec,pH,X5,SJ,1/2"MPT,16mm StickOut,NoLogo,#1933527-16-10B | 5 | 63.2 | 28.586 | 27.528 | PROX Lab
HSC-024 | Elec,pH,X5,SJ,1/2"MPTKynar,16mmStickOut,NoLogo,#1933527-16BJ | 0 | 66.84 | 35.573 | 34.257 | PROX Lab
HSC-029 | Elec,pH,X2,SJ,T/L Housing,Sealed Ref,NoLogo,#1963591-BJ | 2 | 90.26 | 31.384 | 13.89 | PROX Lab
00190441 | Raw,Nut,Hex, SS 4-40 | 920 | 0 | 0.02 | 0.02
00190005 | Raw,Screw,Pan Head Phillips, SS, 4-40 x 3/16" | 150 | 0 | 0.03 | 0.03
I-10W0-S8-225 | Elec,pH,X-VD,DJ,SPR,12x225mm,Wick,Tfe Washer & O-R,S8 | 0 | 289.88 | 41.211 | 12.003 | PROX Lab
2405CONDI | Analyzer,Knick,StratosEco,4 wire,TorodialCond,24-240 | 0 | 0 | 1032 | 1032
44600606 | PNS,Box, Shipping 6"x6"x60" openings on the ends | 0 | 0 | 3.51 | 3.51
A5VV01ST10EBT10 | Elec,pH,XV,PasveValve,TuffTip PTFE,Flange,3K,100mmInsrtion | 0 | 0 | 30.046 | 14.124
2010VPR-PT-20H | Acce,Cable,Vario pin connector to Hank,Rosemount wiring | 0 | 183.61 | 48.413 | 45.238 | Lab-Ovh
2731312-40-010B | Elec,Cond,K=0.1, 12mmX110mm Epoxy Body,Graphite,No TC | 0 | 0 | 0 | 0
77020206 | RawConnector,Switchcraft,EN3 Series,6 pin female,cable mount | 100 | 0 | 6.18 | 6.18
SP-12F-H | Elec,pH,X-2,SJ,#1923537-017H,3/4" MNPT CPVC | 1 | 67.84 | 32.496 | 32.732 | Lab-Ovh
SP-11G-H | Elec,pH,X-VD,SJ,12x120mm,Sealed,#577V594-120-017H | 7 | 43.38 | 10.349 | 4.25
13-620-850 | Elec,pH,FS5,DJ,3x38mm,AgCl,Refill,BNC | 0 | 60.37 | 25.05 | 25.05 | PROX Lab
13-620-851 | Elec,pH,FS5,DJ,3x150mm,AgCl,Refill,BNC | 8 | 65.52 | 27.496 | 27.496 | PROX Lab
13-620-852 | Elec,pH,FS5,DJ,6x120mm reduced tip,Glass,AgClBNC | 10 | 42.42 | 23.83 | 23.83 | PROX Lab
13-620-859 | Elec,Ref,Mono,DJ,12x106mm Epoxy,Porus Kynar,AgCl | 6 | 26.43 | 31.42 | 18.372 | PROX Lab
13-620-858 | Elec,Ref,Mono,DJ,12x106mm Epoxy,AgCl,Refill,Ceramic,Pin | 6 | 31.82 | 21.128 | 21.128 | PROX Lab
13-620-856 | Elec,Ref,Mono,12x106mm Glass,Refill,Sleeve Junction,AgCl | 3 | 0 | 36.617 | 37.504 | PROX Lab
13-620-855 | Elec,Reference,DJ,12x106mm Glass,AgCl,Refill,Pin | 15 | 34.18 | 18.93 | 18.93 | PROX Lab
13-620-853 | Elec,pH,FS5,Mono,12x106mm Glass body,/BNC, For AgCl Ref | 0 | 0 | 14.501 | 8.537
13-620-854 | Elec,pH,FS5D,Mono,12x106mm Glass body,/BNC,For AgCl Ref | 0 | 0 | 14.502 | 6.159
V-000E-3IU1 | Elec,pH,DJ,XVD,12mmX110mm,PT1000,SPR | 0 | 0 | 11.661 | 0
27502-15 | Elec,Cupric,DJ,12x110mm,Refill,#CU21502-003B | 2 | 156.05 | 64.712 | 64.712 | PROX Lab
00190008 | Raw,Nut,Knurled E-Z Press Threaded Insert, SS 6-32 | 500 | 0 | 0.98 | 0.98
27020-00 | Elec,pH,X-BF,DJ,#TP5612000S10AB,3/4"NPT,Tuff Tip | 0 | 90.39 | 29.442 | 29.442 | PROX Lab
13-620-61 | Elec,Ref,Mono,12x106mm Glass,Refill,Sleeve Junction,Calomel | 0 | 0 | 9.341 | 4.675
5994-26 | Elec,pH,X-2,SJ,#5773591-010BGV12,PT100 TC | 0 | 67.61 | 33.928 | 11.163 | PROX Lab
5658-70 | Elec,PT Wire,SJ,#5739623-S7,Red Epoxy,Removable | 1 | 59.56 | 33.747 | 9.962 | PROX Lab
A-306B-10H | Elec,pH,TB557,XVSD,SPR,PT100,Kynar/Viton,LCJ,Tuff Tip | 2 | 356.19 | 17.588 | 8.052
27508-04 | Elec,pH,X-5F,DJ,#5735734A1-3BRCA,30K,Tuff Tip | 0 | 89.35 | 33.226 | 29.99 | PROX Lab
HPL-12-GX3-020B | Elec,pH,XVD,DJ,#277V780-20B,12x80mm,Sealed Reference | 3 | 92.2 | 16.242 | 15.638
5993-95 | Elec,pH,DJ,#SA73792-150-DL,Sealed-Autoclvble,150mm"A" | 0 | 126.25 | 2.382 | 1.511
PCE-80-FL1001 | Elec,Fluoride,#F001502-S7,#R001017-30 | 17 | 262.37 | 50.225 | 50.225 | PROX Lab
PCE-86-PH1014 | Elec,pH,GX1,SJ,#6273504S-6BTV22,10x110mm,44033 TC,12mm Cap | 0 | 0 | 35.75 | 35.75
13-620-101 | Elec,Cond,K=0.1,2 Plat Foil,12x90mm Epoxy,8 pin DIN w/10K | 17 | 0 | 106.824 | 106.824 | Lab-Ovh
38336 | Elec,pH,X-5,SJ,#5733528RA1-3BRCA,12x115mm,30K T/C,Refill | 2 | 67.27 | 30.439 | 31.158 | PROX Lab
77180203 | Raw,Cap,Sealing Cap, for S7 & S8 connectors (Black color) | 844 | 0 | 2.62 | 2.62
00040750 | Raw,Barstock, Hastaloy C, 3/4" Dia, grade C276 | 12 | 0 | 200 | 200
V-10KB-14H | Elec,pH,X-VD,DJ,T/L,TC 100 ohm,Simriz O-Ring,SPR | 0 | 0 | 82.754 | 25.712
SK22Y | Elec,Cond,K=0.1,Plat,#5771302-4-S8,12x110mm,Glass | 0 | 0 | 93.46 | 10.892
5994-88 | Acce,Cable,Extension,w/Terminal strip,#99001072-050B | 0 | 95.11 | 45.976 | 42.096 | Lab-Ovh
CN01502-003B | Elec,Cyanide,DJ,12mmX110mm,Refill,Glass | 4 | 0 | 51.725 | 4.359
9001097-003AMP | Acce,Cable,Detachable lead,Oxy,5 wire,4mm OD,w/4 pin connect | 0 | 0 | 14.589 | 11.511
19-006-0001 | Elec,Cond,K=10.0,Plat,12mmX130mm,Epoxy,#2731312-6-12P4 | 9 | 48.14 | 48.664 | 41.492 | Lab-Ovh
15381505 | MRO,Needle, Amber SS 15Ga, Hub 1-1/2''L | 0 | 0 | 0.86 | 0.86
27077-02 | Elec,Calcium,DJ,#CAL1580-010T,12mmX80mm,1.4" Cap,Sealed | 1 | 154.2 | 27.031 | 5.842 | PROX Lab
77330006 | Raw,Temperature Compensator, 500K Ohm for ICM | 0 | 0 | 15.75 | 15.75
023BG25-010B | Elec,Oxygen,Galvanic,12x110mm,Delrin Body | 0 | 0 | 3.541 | 1.709
1939626-010T | Elec,Platinum,SJ,1/2" Housing,Epoxy Body | 0 | 485.57 | 39.962 | 22.465 | Lab-Ovh
77020781 | Raw,Connector, Black Banana Plug | 337 | 0 | 1.244 | 1.42
1600143UR | Acce,Adapter,T/L Kynar 1" MPT for twist-lock electrodes | 0 | 0 | 16.978 | 10.766
F001502-DL | Elec,DJ, 12x110mm, Refill, Glass, Fluoride | 0 | 0 | 21.287 | 7.25
93X560801 | Elec,Nitrate,DJ,#NO31508S-X42B,12x110mm,#13-620-534 | 0 | 193.95 | 63.738 | 60.845 | PROX Lab
ELM-123 | Elec,pH,DJ,XVD,K2S04 Poly,PT100,DoubleCoax,#192V720C-10BBV12 | 7 | 99.35 | 39.195 | 37.892 | PROX Lab
93X558401 | Elec,Ref,Mono,12x106mm,AgCl Pack,1M NaSO4,#13-620-216 | 0 | 36.03 | 20.943 | 20.943 | PROX Lab
MEDLINE-001 | Elec,Cond,K=1.0,316SS/TFE,TC 100 ohm,Kalrez,T/L,#C19B414K-F | 0 | 0 | 0 | 0
3000012S | Ferrule, 3/4"Ferrule Set-HC276, | 0 | 0 | 85.45 | 85.45
SAN279T10V12120 | Elec,pH,DJ,X1D,1"SanitarySS,TeflonJun,120mmUltemInsert,PT100 | 0 | 0 | 0 | 0
77020005 | Raw,Connector,male Molex,socket plug housing,3 postion | 686 | 0 | 0.0703 | 0.07032
77330302 | Raw,Thermistor,3k, for ICM | 0 | 0 | 3.04 | 3.04
77330303 | Raw,Thermistor,30k, for ICM | 0 | 0 | 3.62 | 3.62
BP935W2-K8S-325 | Elec,Platinum,DJ,12x325mm,K8,2 Wick | 0 | 0 | 0 | 0
22130370-BS | Raw,Foam,Closed Cell,Black Silicone,.165"ID x.370"OD x.250"T | 0 | 0 | 0.05 | 0.05
ISTEK-204 | Elec,pH,X2D,DJ,BP635KNS8V12115,PT100,4pinSpinCap,KN03,12x115 | 0 | 0 | 0 | 0
00070470-112 | Sub,Cut,Lead, .470" x 112mm (4.409") Length | 0 | 0 | 0.038 | 0
00070470-112-V | Sub,Cut,Lead, .470" x 112mm (4.409") 3.6mm x .700 RH | 0 | 0 | 0.038 | 0
77022882 | Raw,Connector,Male BNC Plug Kit,RG58 Detachable | 1039 | 0 | 1.46 | 1.46
99026100 | Cable,C-04,White Low Noise Coax,PVC insulated,RG 174 | 6062.1 | 0 | 0.365 | 0.37
1502304 | Nipple,1"x Closed,sch 40,HastC (see p/n 00040040) | 8 | 0 | 69.23 | 69.23
MK7Z-42041312 | Holder,MKVII-Z,HastC,InsAssy,ModTip,Jbox,20"Ins | 0 | 0 | 5476.643 | 1742.206
PCE-80-PH1108 | Elec,pH,X-2,DJ,#MAN-001,#5773710-S7,Sleeve junct,R001013-30 | 2 | 0 | 25.53 | 8.665
44005688 | PNS,Twist Tie, Green color , 7000 ft spool | 0 | 0 | 84 | 84
V-100E-F | Elec,pH,XVD,DJ,T/L,TC 1000 ohm,SPR | 0 | 0 | 23.509 | 21.409
77020006 | Raw,Connector,male Molex,socket plug housing,2 postion | 490 | 0 | 0.067 | 0.067
HACH-025 | Sub,pH Stem,X2D,4mmx76mm,Glass,Unfilled | 0 | 3.64 | 0 | 0
77770023 | Connector,Vario 6 pin male plug head closed | 58 | 0 | 9.29 | 9.29
77770524 | Connector,Vario 6 pin female contact insert w/ring | 92 | 0 | 4.82 | 4.82
00070235-115 | Sub,Cut,Lead, .235" x 115mm (4.528") Length | 0 | 0 | 0.014 | 0
00070235-116 | Sub,Cut,Lead, .235" x 116mm (4.567") Length | 0 | 0 | 0.014 | 0
00070235-200 | Sub,Cut,Lead, .235" x 200mm (7.874") Length | 0 | 0 | 0.028 | 0.025
00070235-140 | Sub,Cut,Lead, .235" x 140mm (5.500") Length | 0 | 0 | 0.018 | 0
00070235-090 | Sub,Cut,Lead, .235" x 090mm (3.543") Length | 0 | 0 | 0.011 | 0
00070310-051 | Sub,Cut,Lead, .310" x 051mm (2.000") Length | 0 | 0 | 0.009 | 0
00070310-062 | Sub,Cut,Lead, .310" x 062mm (2.450") Length | 0 | 0 | 0 | 0
00070470-102 | Sub,Cut,Lead, .470" x 102mm (4.016") Length | 0 | 0 | 0.037 | 0
00070470-105 | Sub,Cut,Lead, .470" x 105mm (4.134") Length | 0 | 0 | 0.037 | 0
00070470-108 | Sub,Cut,Lead, .470" x 108mm (4.252") Length | 0 | 0 | 0 | 0
00070470-110 | Sub,Cut,Lead, .470" x 110mm (4.331") Length | 0 | 0 | 0.038 | 0
00070470-114 | Sub,Cut,Lead, .470" x 114mm (4.488") Length | 0 | 0 | 0 | 0
00070470-115 | Sub,Cut,Lead, .470" x 115mm (4.528") Length | 0 | 0 | 0.04 | 0
00070470-117 | Sub,Cut,Lead, .470" x 117mm (4.606") Length | 0 | 0 | 0.04 | 0
00070470-118 | Sub,Cut,Lead, .470" x 118mm (4.646") Length | 0 | 0 | 0.04 | 0
00070470-120 | Sub,Cut,Lead, .470" x 120mm (4.724") Length | 0 | 0 | 0.042 | 0
00070470-132 | Sub,Cut,Lead, .470" x 132mm (5.197") Length | 0 | 0 | 0.046 | 0
00070470-147 | Sub,Cut,Lead, .470" x 147mm (5.787") Length | 0 | 0 | 0.051 | 0
00070470-162 | Sub,Cut,Lead, .470" x 162mm (6.378") Length | 0 | 0 | 0.055 | 0
00070470-192 | Sub,Cut,Lead, .470" x 192mm (7.559") Length | 0 | 0 | 0.064 | 0
00070470-212 | Sub,Cut,Lead, .470" x 212mm (8.346") Length | 0 | 0 | 0.07 | 0
00070470-215 | Sub,Cut,Lead, .470" x 215mm (8.465") Length | 0 | 0 | 0.072 | 0
00070470-086 | Sub,Cut,Lead, .470" x 086mm (3.395") Length | 0 | 0 | 0.03 | 0
00070470-047 | Sub,Cut,Lead, .470" x 047mm (1.850") Length | 0 | 0 | 0.016 | 0
00070470-082 | Sub,Cut,Lead, .470" x 082mm (3.228") Length | 0 | 0 | 0.029 | 0
00070470-098 | Sub,Cut,Lead, .470" x 098mm (3.858") Length | 0 | 0 | 0.034 | 0
KVL-285 | Elec,pH,X5D,Wick,SPR,VPIw/PT1000,Encapsulated TC,12mmx120mm | 0 | 0 | 14.692 | 5.557
ELH-067 | Elec,pH,X-2,SJ,#5673511-003B,8x55mm,Puncture Tip,Sealed | 0 | 0 | 2.981 | 1.084
44000410 | MRO,Clip, For Labels On Plastic Bin Trays | 0 | 0 | 1.9979 | 1.9979
9216667 | Solu,Standard Cond 6,667 U/CM, 500ml | 0 | 0 | 2.162 | 0
KROHNE-031 | Elec,pH,DJ,XVF,3/4"NPT,TefTuff,1.75"Ins,PT100,#P822VV12T33HS | 0 | 0 | 43.658 | 19.882
TITRO-006 | Elec,Silver,DJ,#6270801W-003R,12x110mm,14.22Cap | 0 | 259.92 | 77.908 | 59.616 | Lab-Ovh
V-4051-16H-125 | Elec,pH,X-VD,DJ,TC 3K ohm,LCJ,125mm Shldr,SPR | 0 | 0 | 17.314 | 7.627
SE554X/2-NMSN | Elec,Knick,Memosens,12mmx225mm,OpenJunc,PG13.5,30K,High pH | 2 | 0 | 556 | 556
1951020THS | Holder,Lock & Load,316L SS,F/PG13.5 for 225mm Electrodes | 0 | 1003.61 | 54.44 | 28.58
SI1L1V1I-130 | Elec,Plat,SubAssembly,.235x130mm W/Plat Wire W/Ball | 15 | 8.56 | 4.638 | 4.638 | Lab-Ovh
PHE-5311-20 | Elec,pH,X-2,SJ,#1963527-020B,1/2" NPT | 0 | 0 | 0 | 0
DESIGN-031 | Elec,Platinum Disk,#1929857-010B,DJ,3/4" CPVC Housing | 0 | 0 | 0 | 0
7903040-3B | Elec,pH,Mono,GX-VD,Glass,12mmx80mm, with o-ring | 0 | 0 | 2.014 | 1.252
00070470-132-V | Sub,Cut,Lead, .470" x 132mm (2.500") 3.6mm x .700 RH | 0 | 0 | 0.065 | 0
00070470-108-V | Sub,Cut,Lead, .470" x 108mm (4.252") 3.6mm x .700 RH | 0 | 0 | 0.053 | 0
00070470-064-V | Sub,Cut,Lead, .470" x 064mm (2.500) 3.6mm x .700 RH | 0 | 0 | 0 | 0
00070470-079-V | Sub,Cut,Lead, .470" x 079mm (3.100) 3.6mm x .700 RH | 0 | 0 | 0.039 | 0
00070470-122-V | Sub,Cut,Lead, .470" x 122mm (4.803") 3.6mm x .700 RH | 0 | 0 | 0 | 0
V-000B-16BT | Elec,pH,Ryton Cap,X-VD,DJ,SPR,PT100,12x110mm | 1 | 248.74 | 22.661 | 10.14
1961020THS | Holder,Lock & Load,Kynar,F/PG13.5 for 225mm Electrodes | 0 | 1056.84 | 136.035 | 45.676
ZU0276 | Acce,Knick,Protective Hood for Stratos Eco Unit | 6 | 0 | 129 | 129
9001099-066CD | Acce,Cable,5mm Cable,SN6 to SN6 | 0 | 0 | 32.812 | 0
77022247 | Raw,Connector,Double Mini Banana plug w/RG174/U,Pomona | 13 | 0 | 33.19 | 33.19
ISE-8880 | Elec,Surfactant,Mono,#SUR1501-003B,12x110mm,Solid State,PVC | 1 | 232.4 | 10.835 | 5.838
567V707-003B | Elec,pH,DJ,XVD,8mmx115mm,Refillable,Glass Body | 0 | 0 | 3.543 | 1.577
4APHORP | Elec,pH,X-5,Mono,#09331-W6,Guard w/2 O-Rings | 1 | 150.4 | 40.994 | 40.994 | PROX Lab
ISTEK-207 | Elec,Oxy,Polar,#D-P715PBK320DL,12x320,PT100,316SS,PG13.5 | 0 | 0 | 0 | 0
93X218909 | Elec,pH,FS5,SJ,#13-620-291,6x100mm Glass body,Refill,BNC | 0 | 41.99 | 23.304 | 23.304 | PROX Lab
A-2201-10BT | Elec,pH,TB551,XVD,DJ,SPR,3Kohm,Kynar/Viton,No Guard,t/l | 1 | 384.13 | 71.072 | 71.072 | Lab-Ovh
00070470-227 | Sub,Cut,Lead, .470" x 227mm (8.937") Length | 0 | 0 | 0.08 | 0
573251R3BRCAV10 | Elec,pH,X1F,SJ,12x110mm,PT1000,Epoxy,Refillable,Flat Surface | 0 | 0 | 0 | 0
3-2724.310-11 | Elec,pH,Glass,ASGV,3K Balco,#HGSCG-F35-X0X-X000XX | 5 | 32.24 | 0 | 0
00070970 | Raw,Glass,Lead .970"OD x .055 - 060" wall | 32 | 1.18 | 0 | 0
00070202-127 | Sub,Cut,Lead, .202" x 127mm (5.000") Length | 0 | 0 | 0.555 | 0
99030310 | Cable,Assembly,Blk PVC 41.5"L,Foil Shield w/drain wire,4 Din | 10 | 0 | 1.9 | 1.9
00070012-095 | Sub,Cut,Pyrex, 12mm (.470") x 095mm (3.740") Length | 78 | 0 | 0.057 | 0.051
1500703 | Fitting,Gland 1/4"T x 1/8"MPT,Hastaloy C | 2 | 0 | 142.8 | 142.8
44129003-P | Box,Insert,9"smaller style,White color,plain/no print | 1012 | 0 | 0.44 | 0.48
2211XCOND | Analyzer,Knick,Stratos E,Analog Cond,2 wire | 0 | 0 | 1216.62 | 1216.62
ZU0161/A | Acce,Knick,Input Socket for combination electrodes | 0 | 0 | 39.69 | 39.69
00070470-050-K | Sub,Cut,Lead, .470" x 050mm(1.969"), 3.9mm-.700 RH | 0 | 0 | 0 | 0
ANA-002 | Elec,pH,XVD,DJ,12X120mm,W/Flange,.250 SideArm,S7,Wick,PG13.5 | 0 | 0 | 4.575 | 6.03
ER1N-125 | Sub,Epoxy,Red,12mmODx.400"x125mm Length, No Guard | 0 | 0 | 2.619 | 1.566
ER1G-310 | Sub,Epoxy,Red,12mmODx.400"IDx310mm Length, SlotGuard | 0 | 0 | 5.843 | 3.494
ER3N-125 | Sub,Epoxy,Red,12.5mm OD x .400" ID 125mm Length, No Guard | 0 | 0 | 1.587 | 1.43
ER3N-120 | Sub,Epoxy,Red,12.5mmODx.400"ID120mm Length, No Guard | 0 | 0 | 1.522 | 1.371
IONODE-003 | Elec,Cond,K=1.0,#5731301-3-6B,12x110mm,Graphite,No TC,Epoxy | 0 | 0 | 0 | 0
V-3000-25H | Elec,pH,MKIA,X-VD,DJ,SPR,No TC,CPVC/Viton,Rem Grd | 1 | 0 | 38.641 | 10.665
EW1G-110 | Sub,Epoxy,Clear,12mmODx.400"IDx110mm Length, SlotGuard | 0 | 0 | 2.101 | 1.053
EB1NR-120 | Sub,Epoxy,Blue,12mmODx.400"IDx120mm Length, No Guard, Refill | 0 | 0 | 2.382 | 0.499
COLE-161 | Elec,pH,GX1,DJ,3' ABS Pipe,#3983701-10BG2.5V20,30K TC | 0 | 0 | 0 | 0
1600620 | Housing,Kynar,3/4"NPT,F/PG13.5,For 12x120mm Elec,VitonO-Ring | 0 | 0 | 0 | 0.072
EB1G-130 | Sub,Epoxy,Blue,12mmODx.400"IDx130mm Length, SlotGuard | 0 | 0 | 2.587 | 0
00190250 | Raw,Barstock,SS 316L, 2-1/2"dia | 5 | 0 | 125 | 125
EW1R-140 | Sub,Epoxy,Clear,12mmODx.350"IDx140 Length, Refill | 0 | 0 | 2.665 | 0
CLEAN-013 | Elec,Ammonia,#NH31501C-003B,12x110mm,Delrin,ThreadedMembrane | 0 | 0 | 14.873 | 0.23667
CLEAN-014 | Elec,Bromide,DJ,#BR01502-003B,12x110mm,Refill,Glass | 0 | 0 | 15.2 | 0
EBK1A1-120 | Sub,Epoxy,Black,12mmODx.400"IDx120 Length,P.Ceramic.235",TT | 0 | 0 | 2.481 | 0.994
EBK1A5-090 | Sub,Epoxy,Black,12mmODx.400"IDx090mm Length,P.Teflon.202",TT | 0 | 0 | 1.185 | 0
UBK4E1-138 | Sub,Ultem,Black,12mmOD,.280"FlushCeramic,138mm Length | 0 | 0 | 5.334 | 4.805
UBK4E1-124 | Sub,Ultem,Black,12mmOD,.280"FlushCeramic,124mm Length | 0 | 0 | 4.791 | 4.316
UBK4A1-140 | Sub,Ultem,Black,12mmOD,P.Ceramic.235"TT,140mm Length | 0 | 0 | 5.416 | 4.879
COLE-162 | Elec,pH,SJ,XVD,#573V528A1-16BWI6,12x115mm,30K,6PinPhilmore | 0 | 0 | 7.839 | 3.075
LH-019 | Elec,Fluoride,Mono,#F001501-003B,12x110mm,Epoxy,ETI Logo | 0 | 0 | 2.232 | 0
EBK1N-125 | Sub,Epoxy,Black,12mmODx.400"IDx125mm Length,NoGuard | 0 | 0 | 0.97 | 0.114
EBK1G-125 | Sub,Epoxy,Black,12mmODx.400"IDx125mm Length,SlotGuard | 0 | 4.82 | 0.97 | 0.114
SI1G4L1C-160 | Sub,Stem,pH,160mm Length | 0 | 0 | 0.013 | 0
SI1L1V1C-125-5 | Sub,Stem,pH,5,125mm Length | 79 | 0 | 0.811 | 0.811 | Lab-Ovh
SI1L1V1C-120-1 | Sub,Stem,pH,1,120mm Lenght | 0 | 0 | 0.014 | 0.008
SI1L1V1C-110-1 | Sub,Stem,pH,1,110mm Length | 278 | 0 | 0.014 | 0.008
SI1L1V2C-125-5 | Sub,Stem,pH,5,125mm Length | 0 | 0 | 0.014 | 0.009
SI1L1V1C-090-1 | Sub,Stem,pH,1,090mm Length | 0 | 0 | 0.013 | 0.007
SI1L1V1C-100-1 | Sub,Stem,pH,1,100mm Length | 0 | 0 | 0.013 | 0.007
SI1L1V1B-050-1 | Sub,Stem,pH,1D,050mm Length | 0 | 0 | 0.008 | 0.004
TP5719000ST20AB | Elec,Plat,DJ,TB557,Teflon,TuffTip | 0 | 415.45 | 36.874 | 36.801
GALVANIC-005 | Elec,Silver,Mono,#5730186-001B,12x110mm,Epoxy,CustomerManual | 1 | 130.36 | 47.681 | 47.681 | PROX Lab
SI1L1V1I-125-1 | Sub,Stem,ORP,1,125mm Length | 0 | 0 | 2.851 | 0
SI1L1V1B-125-V | Sub,Stem,pH,V,125mm Length | 0 | 0 | 0.014 | 0
CLEAN-021 | Elec,Copper,DJ,#CU01502-003B,12mmX110mm,Refill,Glass | 0 | 0 | 16.987 | 1.48
11230340 | Raw,Rod,Silver, 99.99% pure, 0.340"Dia | 202 | 0 | 460.7491 | 460.7491
V-500B-25BT | Elec,pH,X-VD,DJ,PT100,1" MPT Kynar,Guard,Annular,SPR | 0 | 0 | 28.085 | 10.609
00030137 | Raw,Tubing,CPVC,1.375"OD x 1.110"ID,Tan Color | 0 | 0 | 2.92 | 2.92
22092213 | Raw,O-Ring,Buna 70, 2-213 | 811 | 0 | 0.043 | 0.043
00190020 | Raw,Barstock,Hex Bar 2" SS316 | 0 | 67.95 | 93.84 | 93.84
00191600 | Nut,1"Tube Nut,SS316,DK-Lok, Nut only | 13 | 0 | 13.56 | 13.56
00191601 | Ferrule, 1" Rear SS316,DK-Lok | 24 | 0 | 3.33 | 4.03
77338709 | Raw,Thermistor,NTC, 8.6K Ohm +/-1% for Honeywell | 873 | 0 | 2.56 | 2.56
1600623 | Holder,Submersible,3 pc Kynar for 12x120mm MemosensElectrode | 0 | 432.82 | 32.777 | 24.919
C19B214-F | Elec,Cond,K=0.1,316SS/TFE,TC 100 ohm,T/L | 1 | 463.12 | 57.748 | 0.723 | Lab-Ovh
15070112 | Valve,Ball 1-1/2"SS316,reduced port,1500#Warren | 3 | 385.2 | 91.86 | 91.86
458P-0-10H | Assembly, Detachable Kynar for 455,456,457,458 Electrodes | 0 | 339.39 | 46.296 | 46.296 | Lab-Ovh
95552125 | Raw,O-Ring,Kalrez 2-125, compound 6375 | 2 | 0 | 41.04 | 41.04
A5VV01ST20EBT10 | Elec,pH,XV,PasveValve,TuffTip PTFE,Flange,3K,100mmInsrtion | 0 | 0 | 0 | 0
SK12T-10 | Elec,Cond,K=0.1,12x110mm,Graphite,#5731301-42-010BU | 0 | 0 | 0 | 0
SUNFOR-001 | Elec,pH,SJ,X-5,12mmX115mm,ClearEpoxyBody,#5733526-004T | 0 | 0 | 7.304 | 2.505
WC-009 | Elec,pH,DJ,XV,12x115mm,Refillable,Epoxy Body,#573V726R-003B | 0 | 0 | 0 | 0
V-21KB-2BT3 | Elec,pH,MK7,XVD,DJ,PT100,Ryton/Simriz,PTSolGrnd | 1 | 456.77 | 111.949 | 111.949 | PROX Lab
00191012 | Nipple,1-1/2" x Closed,SS316,sch 40 | 13 | 0 | 5.27 | 5.27
C35B471-10H | Elec.Cond.K=1.0,316SS,Peek Insulator,PT100,w/BV,7"ins,10FT | 0 | 1041.67 | 345.975 | 316.865 | Lab-Ovh
22080801 | Raw,O-Ring,Silicone 70, 8mm x 1mm | 1637 | 1.65 | 0.195 | 0.195
657V538-X12T | Elec,pH,XVD,SJ,Sealed Reference,6mm x 1.48"(to cap) | 0 | 0 | 0 | 0
7760200 | Elec,Cond,Graphite,2Pin,Pipe"T",LM 335Z,OldStyle(FIrstDraft) | 9 | 84.17 | 45.819 | 46.719 | PROX Lab
1921344-64-020T | Elec,Cond,K=10,4 PT Band,3/4"CPVC Nipple,10K TC | 0 | 0 | 94.848 | 8.52
D-P415P0G229 | Elec,Oxygen,Polargraphic,316 SS,19mm Socket Flange,No TC | 0 | 0 | 0 | 0
22080112 | Raw,O-Ring,Silicone 70, 12mm x 1mm | 0 | 0 | 0.2 | 0.2
COLE-170 | Elec,pH,X-2,DJ,#5773777-075BTV12,12x80mm,PT100 | 0 | 0 | 6.906 | 0.024
ELECD-038 | Elec,Plat Band,SJ,#5779601-010B,12x110mm,Refill,Glass | 0 | 0 | 1.968 | 1.154
ISTEK-210 | Elec,pH,SJ,X2,#5773593A2-010BRCA,12X110mm,Glass body,PT100 | 1 | 71.39 | 33.165 | 30.068 | PROX Lab
ISTEK-212 | Holder,3/4"MNPT Black Nylon Fitting,#M000009-750D | 0 | 12 | 5.564 | 5.473 | Lab-Ovh
A-210B-20H | Elec,pH,DJ,XVD/Plat,TB551,Solution ground,SPR | 0 | 406.84 | 24.963 | 6.664
DESIGN-034 | Elec,pH,XVD,DJ,12mmx213mm,Glass,#V-0000-10B-213 | 0 | 0 | 3.541 | 1.921
TP571VW01STK4EB | Elec,pH,DJ,XVD,TB557,3Kohm,TeflonTuffTip,Kalrez O-ring | 0 | 0 | 0 | 0
VLP22P1-2-1-1-1 | Elec,pH,Diff.,UniversalModel,PT1000,1"MNPT,PeekBody | 0 | 0 | 325 | 325
22172113 | Raw,O-Ring,Viton 75, 2-113, Brown Color | 1040 | 0 | 0.13 | 0.13
BEIJ-039 | Elec,Potassium,#K001508-003B,12x110mm,Refillable,Epoxy | 0 | 0 | 12.544 | 0
HYDROTECH-003 | Elec,Reference,#4AREFHT,Black PVC,SJ,Ag/AgCl Billet | 2 | 81.12 | 18.271 | 18.232 | PROX Lab
2010171 | Preamp,Universal round,Model V2 series,potted w/3k resistor | 0 | 224.27 | 90 | 90
BCE-016 | Elec,pH,XVD,DJ,SolGround,Differential,12x110,3'Strip&Tinned | 0 | 0 | 0 | 0
DESIGN-035 | Acce,Cable,Fml 6 Pin DL to Hanked,#2010461S-20,Coax w/3 Cond | 0 | 0 | 28.731 | 25.58
C19B414-6H | Elec,Cond,K=1.0,316SS/TFE,TC 100 ohm,T/L | 4 | 473.37 | 22.907 | 1.313 | PROX Lab
TP5719W12STK2B | Elec,Plat,DJ,TB557,TeflonTuffTip,PT100,Kalrez O-rings | 0 | 0 | 0 | 0
99030036K | Wire,Hook-up,30ga,White color,Kynar insulated | 250.713 | 0 | 0.035 | 0.035
30000012 | Ferrule Set, Hast C 276,3/4", Front & Rear | 18 | 0 | 85.4531 | 85.45
1507314 | Valve,Ball,1"HastC276,PTFE Seats,FNPT Ends,3 pc,full port | 10 | 0 | 2954.37 | 2954.37
ISF51 | Solu,CO2 Inner Filling,125mL Bottle,(950202),#C02IF01 | 0 | 0 | 1.482 | 0
5991-44 | Elec,pH,X-VBK,DJ,#577TF711R-003B,Refillable,Annular,Glass | 8 | 102.06 | 24.034 | 22.701 | PROX Lab
35805-70 | Elec,pH,XVBTF,DJ,#577TF711R-003B,Refillable,Annular,Glass | 2 | 102.06 | 22.077 | 20.644 | PROX Lab
35805-72 | Elec,pH,XVBK,DJ,#PH7T2P0-3B,Sealed,Wick,Epoxy | 0 | 73.18 | 26.67 | 24.998 | PROX Lab
44340735B | Raw,Bulb Cap, .735" x 2"L,Black color | 600 | 0 | 0.145 | 0.145
MARDON-001 | Elec,pH,HalfCell,XVD,.325 x 2.3",26AWG 6" Black Cable | 7 | 10.89 | 3.574 | 3.9 | Lab-Ovh
IONODE-004 | Elec,Ref,DJ,#5771425-003U,CeramicJunction,12mmx110mm,Refill | 4 | 58.79 | 11.027 | 8.04
IONODE-005 | Elec,Ref,#5771424-003U,12x110mm,CeramicJunct,Calomel,Refill | 2 | 56.85 | 7.751 | 2.913
NA71502-006T | Elec,Sodium,DJ,12mmx110mm,Refillable,Glass Body | 0 | 0 | 0.031 | 0.176
TP571P9W12SKT6B | Elec,Plat,DJ,TB557,TeflonTuffTip,SolGrnd,PT100,Kalrez | 0 | 0 | 0 | 0
11758452 | Elec,Plat Wire,SJ,12x120mm,Sealed,Epoxy,S7 Connector | 1 | 78.48 | 36.794 | 36.794 | PROX Lab
11768452 | Elec,Plat Wire,SJ,12x120mm,Sealed,Epoxy,3'Cable with BNC | 0 | 74.2 | 33.706 | 33.706 | PROX Lab
11708116 | Elec,pH,X5,DJ,#5732728A21-2BG,12mmX115mm,Phillip TC | 4 | 0 | 0 | 0
11705628 | Elec,pH,X5,SJ,#5732526B-010BB,Blue Epoxy,incl: soaker bottl | 0 | 0 | 10.985 | 4.757
11715628 | Elec,pH,X5,SJ,#5733526B-10GB,GreenBoot,Amber,Inc:SoakerBottl | 0 | 0 | 10.731 | 4.831
11725628 | Elec,pH,X5,SJ,#5732526-120-S8,12x120mm,Sealed | 2 | 61.2 | 31.056 | 29.956 | PROX Lab
11785628 | Elec,Antimony,DJ,#3917871-010B,PVC,Flat Surface | 0 | 0 | 10.977 | 5.54
11745618 | Elec,Plat,DJ#BP935-DSP-B120,12x120mm,Teflon Washer&O-ring, | 0 | 84.92 | 29.304 | 0
11755618 | Elec,pH,X2D,DJ,#BP635-DSP-B120,Washer & TFE | 0 | 90.13 | 25.531 | 1.129 | Lab-Ovh
11765618 | Elec,pH,XVD,DJ,Washer & Teflon,#HABP635-DSP-225 | 2 | 101.11 | 31.255 | 30.27 | PROX Lab
11775618 | Elec,pH,XVD,DJ,#HABP635-DSP-120,Washer & Teflon | 2 | 91.23 | 27.817 | 27.089 | PROX Lab
11785618 | Elec,pH,X5D,SJ,12x104mm,Glass,Special TC Cap,Refill,Wick | 1 | 56.89 | 8.315 | 10.632
11795618 | Elec,pH,Spear Tip,SJ,#6673513KN-104-3I,Refill,TC Cap | 0 | 0 | 2.142 | 1.402
11755638 | Elec,pH,XBF,DJ,#5733534-003B,Epoxy,Tuff Tip | 2 | 54.46 | 28.114 | 28.114 | PROX Lab
11765638 | Elec,pH,XBF,DJ,#5733534-003I,Epoxy,Tuff Tip | 4 | 52.74 | 6.33 | 1.816
11775638 | Elec,pH,GX-VF,DJ,#5733734-003B,12x110mm,Black Epoxy | 1 | 62.82 | 28.204 | 28.204 | PROX Lab
11785638 | Elec,pH,X2F,DJ,12x110mm,Tuff Tip,#V-7100-3I | 0 | 0 | 13.703 | 7.12
11795638 | Elec,Ammonium,DJ,#NH41522-S7,12x110,Rep. membrane | 6 | 273.36 | 12.47 | 12.647
11715648 | Elec,Bromide,DJ,#BR01522-S7,12x110mm,Rep. Membrane | 2 | 244.55 | 12.132 | 10.829
11735648 | Elec,Calcium,DJ,#CAL1522-S7,1 Mem,1 O-ring | 3 | 261.67 | 37.125 | 37.125 | PROX Lab
11769708 | Elec,Chloride,#CL01522-S7,12x110mm,Replace-mem | 0 | 0 | 4.686 | 6.13
11779708 | Elec,Copper,DJ#CU01522-S7,Replace Mem, 12mmX110mm | 1 | 244.53 | 47.722 | 56.833
11799708 | Elec,Fluoride,#F001522-S7,1 Membrane,1 O-ring | 5 | 270.01 | 45.66 | 52.508 | PROX Lab
11709718 | Elec,Iodite,DJ,#I001522-S7,12X110mm,Refill,Replaceble Mem. | 0 | 249.42 | 6.742 | 0.973
11719718 | Elec,Perchlorate,DJ,#PER1522-S7,Epoxy,ReplacementMembrane | 1 | 275.24 | 13.8 | 13.525
11749718 | Elec,Nitrate,#NO31522-S7,1 Membrane,1 oring,Fill | 0 | 281.54 | 26.576 | 10.513 | PROX Lab
11759728 | Membrane,Iodide,#I00MK22,3 membrane,3 oring,Strip | 0 | 143.77 | 0 | 0
11769728 | Membrane,Pechlorate,#PERMK22,3 Membranes,O-ring,fill | 0 | 165.24 | 8.3 | 8.194 | Lab-Ovh
11739738 | Elec,pH,XVD,DJ,#P721P3000309AB,Plat(Sol) | 4 | 139.29 | 46.661 | 7.614 | Lab-Ovh
11749738 | Elec,pH,XVD,DJ,#P721P3V12310ET,3/4"MNPT,PT100 | 7 | 0 | 40.608 | 17.602
11759738 | Elec,Plat,DJ,#P7219000309AB,3/4"MNPT Ryton,Notched Cer | 0 | 0 | 27.005 | 10.557
11769738 | Elec,pH,X5F,DJ,#P8225000S,Tuff Tip,3/4"MNPT CPVC | 0 | 0 | 13.687 | 5.553
11759748 | Elec,pH,X5,SJ,1/2"MNPT,Epoxy,#1932527-010B | 0 | 0 | 17.016 | 8.422
11779748 | Elec,pH,SJ, X2,P#5773905-S7,12X110mm,Calomel, refill | 1 | 84.41 | 9.866 | 0
11769788 | Elec,pH,X5,SJ,#5732528A25-003J,Jenco Replacement | 0 | 64.26 | 32.046 | 30.735 | PROX Lab
11779788 | Elec,pH,GX5,DJ,#RR5733710-003B,12x110mm,Refill | 0 | 78.67 | 26.033 | 25.114 | PROX Lab
11789788 | Elec,pH,X5,DJ,#RR5732712-003B,12x115mm,Red Rod,Sealed | 1 | 64.47 | 23.847 | 23.018 | PROX Lab
11709798 | Elec,pH,X2,DJ,#RR5573710-003B,6x110mm,Refill | 1 | 79.37 | 18.981 | 16.648 | PROX Lab
11739798 | Elec,pH,X2,SJ,#5773504-003I,Refill | 0 | 53.05 | 14.236 | 14.561 | PROX Lab
11749798 | Elec,pH,X2,SJ,#5773504-003B,12x110mm,Refill | 4 | 50.93 | 23.665 | 23.665 | PROX Lab
11759798 | Elec,pH,X-2,SJ,#5673507-003B,8x115mm,Refill | 1 | 50.91 | 23.796 | 21.786 | PROX Lab
11769798 | Elec,pH,XVD,SJ,6x110mm,Refillable,GlassBody,#PH3VC14-3B | 0 | 0 | 4.923 | 3.377
11779798 | Elec,pH,SJ,X-5,#5733503-003B,spring loaded | 0 | 140 | 78.528 | 19.556 | PROX Lab
11789798 | Elec,SJ,X2,#5773503-003B,Spring Loaded,Refillable | 8 | 0 | 3.449 | 1.825
11709808 | Elec,pH,X5,SJ,#5732528A4-3BU,12x115mm,PT1K | 0 | 61.2 | 29.877 | 17.294 | PROX Lab
11729808 | Elec,pH,X5,SJ,#5732528A4-003IU,12x115mm | 8 | 53.57 | 25.858 | 4.988
11739808 | Elec,pH,X2,SJ,#5773504A4-003IU,12x110mm,PT1K | 4 | 94.99 | 2.329 | 1.981
11759808 | Elec,pH,X5,DJ,#RR5732712-003I,12x115mm,Sealed | 0 | 68.18 | 27.588 | 27.674 | PROX Lab
11779808 | Elec,pH,X2,DJ,6x110mm,Refillable,#RR5573710-003I | 11 | 81.18 | 7.791 | 0.514
11799808 | Elec,pH,X-2,SJ,#5673507-003I,8mmX115mm,Refill | 4 | 52.99 | 1.063 | 0.415
11709818 | Elec,pH,X-2,SJ,#5573501-003I,6x110mm,Refillable | 2 | 62.23 | 28.868 | 28.868 | PROX Lab
11739818 | Solu,Reference Fill, 125mL bottle, 4M KCl Liquid,(more) | 1 | 11.2 | 1.482 | 1.093
11754809 | Elec,Plat,DJ,#5779878-010B,12mmX80mm,1.4" Cap | 0 | 0 | 4.559 | 2.207
11729539 | Acce,Cable,RG174 LowNoise,#99001048-010B,F/BNC to M/BNC | 0 | 15.66 | 4.577 | 4.573 | Lab-Ovh
11745708 | Elec,pH,SJ,X2,#1923537-010B,3/4"MNPT CPVC W/Guard | 0 | 60.98 | 28.274 | 5.368 | PROX Lab
11760449 | Elec,pH,X2,SJ,#3983501-10BHV10,3'ABS,PT1K | 1 | 0 | 1.501 | 0.352
11736338 | Elec,pH,X5,SJ,12x126mm,AgCl Rod,Refill Arm,Glass | 0 | 58.36 | 27.106 | 8.266 | PROX Lab
11786338 | Elec,pH,X5,SJ,#277B504-160-S7,AGCL RO | 0 | 57.39 | 28.795 | 28.714 | PROX Lab
11796338 | Elec,pH,X5F,SJ,#5732511R-120-S7,12x120mm,Refill | 0 | 67.06 | 31.601 | 31.105 | PROX Lab
11736348 | Acce,Cable,RG174 L/N,#9001041-003I,SN6 to Din | 0 | 19.57 | 9.456 | 8.214 | Lab-Ovh
11746348 | Acce,Cable,SN6 to BNC,RG174 Low Noise,#9001041-003B | 2 | 32.51 | 20.597 | 20.597 | Lab-Ovh
11766348 | Acce,Cable,SN6 to 4mm Banana,#9001041-003U,CD to 1 of 4mm Ba | 6 | 20.67 | 9.319 | 5.195 | Lab-Ovh
11776348 | Elec,pH,X5,SJ,#5733526-003I,12x115mm,Clear Body | 1 | 53.38 | 26.7 | 26.7 | PROX Lab
11786348 | Elec,pH,X5,SJ,#5735526-120-S7,12x120mm,Sealed | 3 | 61.63 | 30.878 | 30.878 | PROX Lab
11706358 | Elec,pH,X5,SJ,12x115mmue Cap,#5733526-003B | 6 | 44.82 | 23.516 | 23.516 | PROX Lab
11756398 | Acce,Cable,SN6 to Din, Peco#:9001041-010I. | 0 | 21.91 | 11.288 | 10.046 | Lab-Ovh
11776398 | Acce,Cable,SN6 to BNC,Peco #9001041-010B | 0 | 21.57 | 10.052 | 5.814 | Lab-Ovh
11786398 | Acce,Cable,SN6 to 2mm Banana, #9001041-003US, (more) | 0 | 20.22 | 6.539 | 7.733
11756199 | Acce,Cable,RG174 Low Noise,#9001041-015T | 0 | 14.09 | 10.078 | 10.078 | Lab-Ovh
11736209 | Elec,pH,Spear,SJ,6x25mm,92mm,AgCl Rod,2 Wick | 0 | 65.76 | 27.504 | 26.005 | PROX Lab
11850980 | Elec,pH,SJ,SpearTip,AgCl Rod,8x47mm,12x120mm,Open Jun,S7 | 1 | 70.43 | 27.036 | 26.538 | PROX Lab
11801010 | Elec,pH,X-2,SJ,#5773580AG-120-3BUV10,Refill,1 Wick Junction | 0 | 0 | 13.518 | 5.713
11747088 | Elec,pH,X5,SJ,3x20mm,Refill,Glass,#5373501-20-006B | 4 | 128.78 | 25.055 | 24.335 | PROX Lab
11722009 | Elec,Oxygen,Galvanic,Lead,12x110mm,Delrin,PT1K/10K(parallel | 0 | 0 | 26.299 | 11.917
11732009 | Elec,Oxygen,Galvanic,#023ng25-50BSPV10,12x110mm Delrin,Spec | 0 | 0 | 74.326 | 30.212
11886294 | Elec,pH,X2,SJ,#5773591-010B | 0 | 0 | 9.45 | 2.034
11896294 | Elec,pH,X2,DJ,12x80mm,W/1/4" Cap,#5773777-010B | 1 | 72.51 | 25.952 | 24.581 | PROX Lab
11846304 | Elec,Plat.Band,SJ,#5779677-010B,12x80mm,Sealed | 0 | 0 | 3.948 | 1.843
11886304 | Elec,pH,X2,SJ,#1963527-010B,1/2"MNPT | 0 | 55.81 | 17.67 | 16.243 | Lab-Ovh
11806314 | Elec,pH,XVF,DJ,#196V757-010B,3/4"MNPT BLK RYTON | 1 | 83.62 | 30.406 | 29.391 | PROX Lab
11816314 | Elec,pH,XVF,DJ,#1962V57-10BHV10,PT1K,3/4"K,45mm out | 0 | 0 | 18.684 | 7.651
PHE-2314 | Elec,pH,SJ,X2,#5773593-003B,12mmX110mm,Sealed Reference | 0 | 0 | 0 | 0
P721PVV12325ET | Elec,pH,XVD,DJ,3/4"MPTRyton,PT100,Notched,SolGrnd | 0 | 0 | 0 | 0
00190002 | Raw,Bushing,Reducer 3/4" x 1/2" SS | 20 | 0 | 1.05 | 1.05
00040002 | Raw,Barstock,Hastaloy C276, 2"dia | 3 | 0 | 1500 | 1500
00040134 | Raw,Barstock,Hastaloy C276, 1-3/4"dia | 2 | 0 | 1330 | 1330
00040112 | Raw,Barstock,Hastaloy C276, 1-1/2"dia | 2 | 0 | 277.5 | 277.5
00040114 | Raw,Barstock,Hastaloy C276, 1-1/4"dia | 13.875 | 0 | 165 | 165
WJF-113 | Assembly,fully assembled,see notes,#A-300B-10BT with tube | 0 | 596.31 | 537.583 | 0
314559 | Elec,Fluoride,DJ,#F001504-003B,12mmx110mm,Sealed,Glass body | 4 | 304.53 | 28.763 | 35.636
KVL-292 | Acce,Custom 316SS Assy set | 0 | 970.78 | 92.513 | 5.134 | Lab-Ovh
11768116 | Elec,pH,X5,SJ,#5132505-B,9x100mm | 2 | 37 | 18.288 | 0.032 | PROX Lab
11729718 | Elec,Lead,#PB21522-S7,12x110mm,Replace Membrane | 0 | 0 | 0.428 | 0.147
11719808 | Elec,pH,X2,SJ,#5773504A4-003BU,12x110mm,Refill | 4 | 92.33 | 31.929 | 31.929 | PROX Lab
11739539 | Ext.cable,RG174,Low-noise, #99001048-025B, F/BNC to M/BNC | 0 | 24.01 | 8.24 | 8.236 | Lab-Ovh
V-700B-3H | Elec,pH,X-V,DJ,12x115mm,Epoxy,PT 100 ohm,RFV,Guard,Sealed | 0 | 0 | 11.775 | 6.486
1606645-10B | Elec,Plat,DJ,1/2" Housing,Epoxy Body | 0 | 0 | 15.405 | 7.88
V-00WB-3H | Elec,pH,X-VD,DJ,PT100,12mmx110mm,Wick Junction | 0 | 0 | 6.043 | 2.94
00190058 | Nut,SS316,5/8" | 5 | 19.04 | 4.62 | 5.95
00191602 | Ferrule Set,316SS,5/8",Sold in Sets | 5 | 9.54 | 3.34 | 4.31
TITRO-009 | Elec,Plat,DJ,#6779801-004R,12x110mm,Refillable,14.2mm Cap | 0 | 0 | 0 | 0
00190014 | Raw,Barstock,SS316,2-1/4"dia | 3 | 0 | 106.6667 | 106.6667
00190015 | Raw,Barstock,Hex Bar,316SS,1-1/4" | 0 | 0 | 44 | 44
DESIGN-037 | Elec,Platinum,SJ,#1939626-003T,1/2" Housing,Epoxy Body | 0 | 0 | 28.152 | 11.795
DESIGN-038 | Elec,pH,X-2,SJ,1/2" Housing,#1933527-003T | 0 | 0 | 25.216 | 16.618
00110034 | Raw,Barstock,Kynar 3/4"dia,Black Color | 1056 | 0 | 13.25 | 13.25
ECHEM-009 | Elec,pH,X-V,SJ,12x130mm,Incld:#M0000R-G,#577V597-003B | 1 | 0 | 4.649 | 1.882
00110400 | Raw,Tubing,Kynar Black color,.750"OD x .400"ID,+/-.020" | 90 | 0 | 9.72 | 9.72
P821PVV12ST-D6 | Elec,pH,XVD,DJ,3/4"NPT Ryton,Sol Grd,PT100,Lg TeflonTuffTip | 0 | 0 | 26.922 | 0
ISTEK-214 | Elec,Cond,Plat,K=10.0,PT100,12x130mm,Glass,#5771302-6110BRCA | 12 | 79.81 | 65.93 | 16.73 | PROX Lab
ISTEK-215 | Elec,pH,DJ,XV,12mmX110mm,#577V701-003B,Refillable | 0 | 0 | 0 | 0
ISTEK-216 | Elec,pH,X-V,DJ,12x110mm,#RR577V703-003B,Red Rod,Refillable | 0 | 175 | 66.495 | 0
ISTEK-217 | Elec,pH,X-VD,DJ,12x115mm,#V-7000-10B,Frit,Fixed Grd,RFV | 2 | 46.61 | 24.55 | 6.692 | PROX Lab
ISTEK-218 | Elec,pH,XV,DJ,12x115mm,#V-700B-10BRCA,Epoxy,PT100,RFV,Guard | 0 | 0 | 17.341 | 7.179
LPH-100 | Elec,pH,LPH,SPR,KCl,Epoxy,Fiber,12x120,S8 (ECO#22112) | 0 | 454.75 | 35.713 | 26.192 | PROX Lab
R001027 | Reference Fill, 1.5M KCL, Glycerol 125mL | 18 | 25.24 | 1.482 | 3.905
5270801GS-003V | Elec,Silver,DJ,GlassBody,GroundJoint,10mm,AGS04Coated,Refill | 2 | 344.88 | 76.188 | 76.188
577V701-003V | Elec,pH,DJ,XV,12mmX110mm,Refillable | 0 | 0 | 69.11 | 33.61
SCP737CF20BTV12 | Elec,pH,DJ,XVD,#V-400B-20BH,3/4"MNPT Kynar Guard | 0 | 132.57 | 26.247 | 21.728
05290035 | Raw,Chem,Hydrogen Ionophore II | 100 | 0 | 8.76 | 8.76
19B0114-6B | Elec,Temp,Comp,Ryton T/L 100 ohm,Peek Insert | 0 | 0 | 0 | 0
WJF-114 | Elec,pH,XVF,DJ,3/4"MPTRyton,PT100,SolGrnd,#P721PVV12SDL6 | 0 | 0 | 33.672 | 12.441
HSC-001 | Elec,Plat,SJ,#2739630-010B,12x115mm,Annular Ceramic,No Logo | 0 | 0 | 28.861 | 11.434
5249106G-S7 | Elec,Karl Fisher,2 Plat Bands,Ground Joint,Teflon Body | 0 | 731.99 | 0 | 0
CHEMA-002 | Acce,Adapter,SN6 to F/BNC,#8001077 | 0 | 38.82 | 8.89 | 8.169 | Lab-Ovh
CHEMA-004 | Elec,pH,X-2,DJ,#2773777-010BSP,12x80mm,Special Threaded Cap | 6 | 83.41 | 34.356 | 4.837 | PROX Lab
CHEMA-007 | Elec,pH,X-2F,DJ,#P821VV12S-D6,3/4" NPT,Tuff tip,PT100 | 0 | 0 | 0 | 0
CHEMA-009 | Elec,pH,DJ,XVF,#V-BV100-15B,3/4" MPT, CPVC | 5 | 92.9 | 24.979 | 24.979 | Lab-Ovh
CHEMA-014 | Elec,pH,XVF,DJ,#V-BV10B-25BH,3/4"MPT CPVC,CerTuffTip,PT100 | 0 | 145.27 | 44.241 | 26.125 | PROX Lab
CHEMA-015 | Elec,pH,XVF,DJ,#V-BV10B-40BH,PT100,3/4"MPT CPVC,Tuff Tip,Cer | 0 | 0 | 0 | 0
CHEMA-016 | Elec,pH,XVF,DJ,#V-BV10B-50BH,PT100,3/4"MPT CPVC,Tuff tip | 0 | 0 | 2.497 | 0.38
CHEMA-017 | Elec,pH,XVF,DJ,#V-BV100-10B,3/4"MPT CPVC,Tuff Tip,SPR | 3 | 89.39 | 27.231 | 27.231 | PROX Lab
CHEMA-018 | Elec,pH,DJ,XVF,#V-BV100-10CD,3/4"MPT CPVC Ceramic Tuff Tip | 2 | 80.51 | 29.379 | 16.54 | Lab-Ovh
876PH-TWCA-7 | PH/ORP/ISE INTELLIGENT TRANSMITTER | 0 | 242.8 | 92.732 | 88.61 | Lab-Ovh
871PH-1B1B | Elec,pH,Antimony,Ryton,w/PCB,PT100,TI,Ceramic,PTFE,20ft,pinL | 0 | 471.41 | 246.837 | 272.348 | Lab-Ovh
EP307B2P1M2P1 | ELECTRODELESS CT | 0 | 328.9 | 216.051 | 216.051 | Lab-Ovh
876EC-TWZZ-7 | ELECTRODELESS CT INTELLIGENT TRANSMITTER | 0 | 239.17 | 92.44 | 85.861 | Lab-Ovh
871PH-3A1A-3B30 | ELEC,871PH-3A1A-3B,30FT CABLE LENTH | 0 | 651.56 | 425.072 | 436.348 | Lab-Ovh
COLE-176 | Elec,Nitrate,#N031502-DL,12x110mm,Refillable,Glass body | 2 | 0 | 21.243 | 10.883
22170501 | Raw,O-Ring,Viton 75, 5mm x 1mm, Black Color | 924 | 0 | 0.19 | 0.19
CHEMA-021 | Elec,pH,XVF,DJ,#V-BV100-25B,3/4"MPT CPVC,Tuff Tip,Ceramic | 5 | 107.15 | 32.436 | 32.436 | PROX Lab
CHEMA-022 | Elec,pH,XVF,DJ,#V-BV100-40B,3/4"MPT CPVC,Ceramic Tuff Tip | 4 | 126.97 | 36.462 | 36.462 | PROX Lab
CHEMA-023 | Elec,pH,DJ,X-1D,#SAN2793120CD2V,1.5"SS Sanitary,PT100 | 0 | 0 | 0 | 0
CYCLOPS-011 | Elec,pH,XV,DJ,3/4"NPT,CPVC,#V-BV100-10SZ | 0 | 0 | 17.522 | 5.551
56960D2-32H | Elec,Antimony Billet,DJ,3/4" NPT,LCJ,SPR,8525 ohm | 1 | 0 | 43.841 | 21.343
CYCLOPS-015 | Elec,pH,X-1F,DJ,#1922757SD-020BB,3/4"NPT,CPVC,Blue Boot | 0 | 0 | 0 | 0
CYCLOPS-019 | Elec,pH,XVF,DJ,#192V705S-DL,TuffTip,CPVCCartridge,WalchemRpl | 9 | 91.79 | 47.405 | 45.72 | PROX Lab
CYCLOPS-021 | Elec,pH,Antimony,DJ,CPVC,Walchem,TeflonTuffTip,#1927805TS-DL | 1 | 141.81 | 41.81 | 16.598 | PROX Lab
CYCLOPS-029 | Elec,pH,XV,DJ,#192V757S-020BB,3/4"MPT Self Clean,TuffTip | 5 | 96.45 | 26.936 | 7.739 | PROX Lab
CYCLOPS-030 | Elec,pH,XVF,DJ,#192V757S-020SZ,3/4"MPT Self Clean,TuffTip | 0 | 0 | 0 | 0
CYCLOPS-045 | Elec,pH,X2D,DJ,#2703702-135DL,12x135mm,NoGuard,Ultem,SpinCap | 0 | 0 | 0.481 | 0.078
CYCLOPS-059 | Elec,pH,X-2,DJ,12x110mm,With Teflon Cable,#2773792T015CDSP | 0 | 101.37 | 44.136 | 26.433
77180105 | Raw,Connector,S8 Plug DLG, Black color | 423 | 2.44 | 2.0889 | 2.0562
CYCLOPS-063 | Elec,pH,XV,DJ,#277V700C-010T,C Gell,Spinning Cap | 2 | 97.42 | 42.583 | 37.281 | PROX Lab
22090415 | Raw,O-Ring,Buna 70, 4mm x 1.5mm | 0 | 0 | 0.05 | 0.05
573V528RA4-4BT | Elec,pH,XVD,SJ,12x115mm,Epoxy Body,PT1000,Refillable | 0 | 0 | 9.257 | 3.387
CYCLOPS-080 | Elec,pH,SJ,X-5,#5733526-003A,12x115mm,Epoxy Body | 0 | 0 | 0 | 0
CYCLOPS-083 | Elec,pH,SJ,X5,#5733528A1-3BG2.5,12x115mm,30k,2.5mm PhonePlug | 0 | 0 | 10.737 | 4.386
DOW-008 | Elec,pH,DJ,XVD,61x75"x.840,CPVC,SSTC(AD590KF)Wick,6PINF,43"f | 0 | 0 | 0 | 0
BCCCL7635 | Chlorine Controller,Potential static, Micro Processo | 0 | 1000.85 | 421 | 421
9905031 | Elec,pH,SJ,XVD,12.5X90mm,Epoxy Body, Silicone,#673V523S-010B | 0 | 0 | 0 | 0
PRO-009 | Elec,pH,GX5,SJ,6x155mm,Epoxy Body,Sealed,#5533501-003B | 2 | 79.97 | 36.732 | 35.215 | PROX Lab
5661-08 | Acce,Cable,Detachable Lead,5mmOD Coax,#9001081-005B,LowNoise | 0 | 25.07 | 10.817 | 10.817 | Lab-Ovh
5990-65 | Elec,pH,XBF,SJ,#5732511-3B,12x110mm,Clear Epoxy | 4 | 52.23 | 27.588 | 27.588 | PROX Lab
5992-00 | Elec,pH,XVBF,SJ,#5733534-003B,12x110,Tuff Tip | 4 | 46.68 | 28.622 | 28.622 | PROX Lab
27018-40 | Elec,PT Wire,DJ,#H721S9003T10AB,SS(Sol),Ryton,TFE Jct | 1 | 119.03 | 38.874 | 42.311 | PROX Lab
27502-25 | Elec,Lead,DJ,#PB21502-003B,12x110mm | 4 | 141.16 | 64.95 | 57.743 | PROX Lab
27504-10 | Elec,Copper,12mm x 110mm,Epoxy,Refillable,#CU01508-003B | 2 | 133.36 | 57.154 | 57.154 | PROX Lab
35801-21 | Elec,PT Wire,DJ,#1929837-010B,3/4"MNPT CPVC | 1 | 96.06 | 39.651 | 40.251 | PROX Lab
35801-71 | Elec,pH,X5,SJ,#5732528A21-002BG,Triode,w/Philip TC | 8 | 51.56 | 23.509 | 23.509 | PROX Lab
35805-01 | Elec,pH,GX5,DJ,12x115mm,#5733726-003B | 199 | 27.54 | 16.35 | 16.35 | Lab-Ovh
29073-00 | Acce,Cable,Detachable Cable,3mm OD Cable,Peco#9001083-005ST | 0 | 23.37 | 13.598 | 11.597 | Lab-Ovh
35801-72 | Elec,pH,X-5,DJ,#5733728A21-003BG,Sealed,w/Philip TC | 0 | 45.79 | 27.899 | 27.899 | PROX Lab
1906644-8H | Elec,Platinum,DJ,T/L,SPR | 0 | 0 | 29.768 | 7.508
5271401G-55-FU | Elec,Ref, Calomel, 14/15 Grd Joint, refillable | 0 | 0 | 18.344 | 0
ZBCL015010 | Elec,Chloride,Mono,P#CL01501-x18z,12+/-.1x12+/-5mm | 5 | 146.98 | 27.526 | 8.766 | PROX Lab
11110004 | Raw,Barstock, Titanium 5/16"OD, grade 2 Ra 63 | 30 | 0 | 12.45 | 12.45
PH2000-1.5S | Phastrac 2000 Assembly,1.5" Sanitary, Manual Retractable | 0 | 1008.07 | 0 | 0
44340445B | Raw,Bulb Cap, .445"ID x 1.375"Long , Black color | 10048 | 0 | 0.072 | 0.07201
A-3001-12BH | Elec,pH,TB557,XVD,SPR,3Kohm,Kynar/Viton | 1 | 413.81 | 76.746 | 76.746 | PROX Lab
00220031 | Raw,Barstock, PVC 1-1/16" Gray color | 10 | 0 | 5.68 | 5.68
13-620-1001 | Elec,pH,FS5F,DJ,#P822FV1210EBT,PT100,Ceramic Tuff tip,3/4"C | 0 | 0 | 20.846 | 32.4
V-31SB-20BH | Elec,pH,MKIA,X-VD,DJ,SPR,PT100,Kynar/Viton,Rem Grd,Plat(Sol) | 1 | 0 | 116.949 | 48.249
44001457 | PNS,Label, for inside glass electrode,gray color,1.5"W x 24" | 100 | 0 | 2.03 | 2.03
2005005-HPW | Elec,pH,XVD,Radel w/guard,Teflon,SPR | 0 | 63.62 | 27.59 | 27.59 | PROX Lab
V-001B-10BH | Elec,pH,Ryton Cap,X-VD,DJ,SPR,PT100,12x80mm | 0 | 0 | 20.945 | 8.728
KVL-112A | Flow Cell, High Purity 316SS 1/2" Tee (notes) | 1 | 233.6 | 59.693 | 45.426
5451001-3UV10 | Elec,Temperature Compensator,4mmX110mm 316 SS,PT1K | 0 | 0 | 47 | 47
77032542 | Raw,Cust, PC Board,assembled & tested 0-100MS, w/torroidal | 226 | 0 | 103.95 | 94.5
66330350 | PH Meter, Portable Model M350, w/out battery & no logo | 0 | 0 | 46.37 | 46.37
11250020 | Raw,Wire,Platinum, 99.99% pure, 0.020"Dia | 0.655 | 0 | 57.24 | 47.8323
19500-64 | Elec,Cond,K=0.1,316L SS P#C621-3-4-1-10T,10K Ther 1/2"NPT | 1 | 87.28 | 50.706 | 49.975 | PROX Lab
19500-66 | Elec,Cond,K=10.0,Plat,Glass insert,10K,#1921304-64-010T | 8 | 144.65 | 68.972 | 22.3 | PROX Lab
93X218902 | Elec,Cmb pH,SJ,GX-5, Accufast, #13-620-296 | 0 | 60.93 | 42.475 | 42.475 | Lab-Ovh
TP571VW12SKT2B | Elec,pH,DJ,XVD,TB557,PT100,TeflonTuffTip,Kalrez O-ring | 0 | 0 | 0 | 0
CYCLOPS-103 | Acce,Cable,Extension,#99001048-020BB,F/BNCto M/BNC,Blue Boot | 0 | 0 | 7.019 | 3.587
T-027-0206 | Elec,pH,X2,DJ,Side-Arm,4 BufferCapSolution,#5773783KN/4-DLG | 1 | 185.19 | 23.235 | 23.13 | PROX Lab
CYCLOPS-115 | Acce,Cable,#CB821-DATC-50T,DiffAmplifier Built-in for #P821 | 0 | 224.16 | 64.912 | 89.609
CYCLOPS-138 | Elec,pH,XVF,DJ,3/4"MPT,#P821GVV10S-D6,GraphInsert,PT1k,TufTi | 1 | 180.23 | 42.699 | 43.096 | PROX Lab
CYCLOPS-139 | Elec,pH,DJ,XVF,3/4"NPT CPVC,CerTuffTip,PT1K,#V-B610E-10BH | 0 | 0 | 12.641 | 5.01
CYCLOPS-144 | Elec,pH,DJ,XVF,#TP511VV01S30EB5,CerTufftip,MolexForT/C,Kynar | 0 | 0 | 0 | 0
CYCLOPS-152 | Elec,pH,X-VD,DJ,#V-100E-10BH,TC 1000 ohm,T/L,SPR | 0 | 0 | 23.817 | 9.834
CYCLOPS-155 | Elec,pH,XVD,DJ,PT100,3/4"MPT Kynar w/Grd,SPR,#V-400B-20H | 0 | 0 | 39.376 | 0
93X557801 | Bulb Protective Guard,White Poly (12mm),#13-620-158 | 0 | 3.68 | 1.199 | 1.06
77283000 | Terminal Strips,2 double row block | 124 | 0 | 0.9 | 0.9
P7218V26S25ET | Elec,Gold,DJ,3/4"NPT,TuffTip,8525 ohm TC | 1 | 521.51 | 122.991 | 63.19 | Lab-Ovh
SI1G4L1NB-160 | Sub,Stem,pH,NoBulb,160mm Length | 0 | 0 | 0.015 | 0.015
2010731S-30 | Acce,Adapter,Wiring FBNC/3 pin MMolex to Hanked, S=ZV Cable, | 0 | 276.6 | 30.532 | 30.532 | Lab-Ovh
SI1L1V2NB-090 | Sub,Stem,pH,NoBulb,090mm Length | 0 | 0 | 0.014 | 0.013
00190158 | Raw,Barstock,SS316,1-5/8"(1.625")OD | 50 | 0 | 54.2 | 54.2
16B6643-25H | Elec,Plat,DJ,1" MPT Kynar,guard,TC 100 ohm, SPR | 0 | 0 | 27.693 | 9.132
7591AA-BD | Sub,pH,SJ,BD,12x090mm Length | 0 | 0 | 2.342 | 0.032 | Lab-Ovh
7591AA-2 | Sub,pH,SJ,2,12x090mm Length | 25 | 0 | 5.234 | 4.97 | Lab-Ovh
7591AA-VD | Sub,pH,SJ,VD,12x090mm Length | 169 | 0 | 0.053 | 0.029
7591AA1-BD | Sub,pH,SJ,BD,12x090mm Length,.202 Int | 49 | 0 | 0.056 | 0.035 | Lab-Ovh
7591AD | Sub,Plat,SJ,12x090mm Length | 0 | 0 | 14.935 | 7.2589
7592AA-BD | Sub,pH,SJ,BD,12x090mm Length | 15 | 0 | 5.27 | 5.017 | Lab-Ovh
7591AA1-2 | Sub,pH,SJ,2,12x090mm Length,.202 Int | 22 | 0 | 5.282 | 5.282 | Lab-Ovh
7592AA-VD | Sub,pH,SJ,VD,12x090mm Length | 28 | 0 | 5.271 | 5.019 | Lab-Ovh
7591AI | Sub,Plat wire,SJ,12x090mm Length | 8 | 0 | 7.943 | 3.736
7594AT-110-VD | Sub,pH,SJ,VD,12x110mm Length | 10 | 0 | 2.823 | 2.683 | Lab-Ovh
7593AA-2 | Sub,pH,SJ,2,12x120mm Length | 24 | 0 | 0.876 | 0.876 | Lab-Ovh
7593AA-VD | Sub,pH,SJ,VD,12x120mm Length | 25 | 0 | 3.928 | 3.928 | Lab-Ovh
7593AA-5D | Sub,pH,SJ,5D,12x120mm Length | 0 | 0 | 1.689 | 0
7593AT-223-VD | Sub,pH,SJ,VD,12x223mm Length | 9 | 0 | 0.555 | 0.388
7593AA-130-2 | Sub,pH,SJ,2,12x130mm Length | 15 | 0 | 5.258 | 4.994 | Lab-Ovh
7594AA-VD | Sub,pH,SJ,VD,12x120mm Length | 8 | 0 | 5.292 | 5.292 | Lab-Ovh
7594AAV-VD | Sub,pH,SJ,VD,12x120mm Length,Refill | 142 | 0 | 5.373 | 4.68 | Lab-Ovh
7593AN-VD | Sub,pH/ORP,SJ,VD,12x120mm Length | 0 | 0 | 14.954 | 0
7593AT-125-VD | Sub,pH,SJ,VD,12x125mm Length | 0 | 0 | 0.067 | 0
7594AA-2 | Sub,pH,SJ,2,12x120mm Length | 5 | 0 | 0.07 | 0.043
7594AT-180-VD | Sub,pH,SJ,VD,12x180mm Length | 0 | 0 | 0.101 | 0.015
7793AA-2D | Sub,pH,DJ,2D,12x120mm Length | 56 | 0 | 0.071 | 0.042 | Lab-Ovh
7594AT-220-VD | Sub,pH,SJ,VD,12x220mm Length | 0 | 0 | 0.062 | 0.027
7594AT-223-VD | Sub,pH,SJ,VD,12x223mm Length | 9 | 0 | 0.549 | 0.288
7594AAV-2 | Sub,pH,SJ,2,12x120mm Length,Refill | 65 | 0 | 0.138 | 0.015
7594AAV-BD | Sub,pH,SJ,BD,12x120mm Length,Refill | 5 | 0 | 5.292 | 5.292 | Lab-Ovh
7593AAV-BD | Sub,pH,SJ,BD,12x120mm Length,Refill | 15 | 0 | 0.07 | 0.027
7594AAV-5 | Sub,pH,SJ,5,12x120mm Length,Refill | 42 | 0 | 0.137 | 0.114
7593ATV-150-2D | Sub,pH,SJ,2D,12x150mm Length,Refill | 0 | 0 | 0.012 | 0
7593AAV-VD | Sub,pH,SJ,VD,12x120mm Length,Refill | 32 | 0 | 5.29 | 0.04 | Lab-Ovh
7593AAV-2D | Sub,pH,SJ,2D,12x120mm Length,Refill | 22 | 0 | 0.069 | 0.069 | Lab-Ovh
7593AAV-2 | Sub,pH,SJ,2,12x120mm Length,Refill | 72 | 0 | 0.071 | 0
7596AA-1 | Sub,pH,SJ,1,12x120mm Length | 0 | 0 | 1.777 | 0.034
7591AA1 | Sub,pH,SJ,2TD,12X090mm Length,.202 Int. | 48 | 0 | 0.045 | 0.031
7591AA | Sub,pH,SJ,NB,12x120mm Length | 0 | 0 | 0.053 | 0.029
7593AD | Sub,Plat,SJ,12x120mm Length | 0 | 0 | 19.905 | 7.2856 | Lab-Ovh
7593AAV | Sub,pH,SJ,NB,12x120mm Length,Refill | 0 | 0 | 0.069 | 0
7594AT-160-VD | Sub,pH,SJ,VD,12x160mm Length | 15 | 0 | 0.079 | 0.05
7594AA-BD | Sub,pH,SJ,BD,12x120mm Length | 83 | 0 | 0.07 | 0.043
7592AA | Sub,pH,SJ,12x090mm Length | 0 | 0 | 0.051 | 0.039
7593AA | Sub,pH,SJ,NB,12x120mm Length | 505 | 0 | 1.5219 | 1.0412
7594AAV-2D | Sub,pH,SJ,12x120mm Length,Refill | 0 | 0 | 0.137 | 0
E602-600 | Elec,pH,DJ,XV,12X115mm,30k,Epoxy body,#573V728A1-003BG | 0 | 0 | 0 | 0
00110134 | Raw,Barstock,Kynar 1-3/4"dia,Black Color | 5 | 0 | 70.5 | 70.5
00110114 | Raw,Barstock,Kynar 1-1/4"dia,Black Color | 73 | 0 | 36.65 | 36.65
2010517S-50 | Acce,Adapter,Wiring,Hanked to Hanked,4 Cond w/drain,S=ZV Cab | 0 | 222.98 | 21.348 | 17.25
JAF-008 | Elec,Fluoride,DJ,12x110mm,Refill,Epoxy Body,#F001508-003B | 2 | 0 | 32.774 | 27.289
JAF-009 | Elec,Chloride,DJ,12x110mm,Refillable,#CL01508-003B | 0 | 158.52 | 23.902 | 2.054
2010655S-40 | Acce,Cable,FBNC/SL to Hanked,S=ZV cable,L/N & 3-cond, 40' | 2 | 188.68 | 33.647 | 28.477
PROMINENT-001 | Elec,Cond,Graphite,2 Pin,Pipe"T",LM 335Z,CPVC | 0 | 0 | 0 | 0
7791AA-1 | Sub,pH,DJ,1,12x090mm Length | 0 | 0 | 0.057 | 0.026
7791A1A-2D | Sub,pH,DJ,2D,12x90mm Length, Short Junction | 0 | 0 | 0.051 | 0.026
7791AA-BD | Sub,pH,DJ,BD,12x090mm Length | 3 | 0 | 6.9 | 6.9 | Lab-Ovh
7791AA-VD | Sub,pH,DJ,VD,12x090mm Length | 36 | 0 | 5.355 | 5.355 | Lab-Ovh
7791AA1-2 | Sub,pH,DJ,2,12x090mm Length | 22 | 0 | 0.049 | 0.036
7791AA-2F | Sub,pH,DJ,2F,12x090mm Length | 0 | 0 | 0.06 | 0.05
7791AM | Sub,pH,DJ,GoldDisk,12x090mm Length | 1 | 0 | 95.012 | 44.684 | Lab-Ovh
7791AD | Sub,Plat.,DJ,12x090mm Length | 0 | 0 | 14.896 | 7.458
7791AI | Sub,PlatWire,DJ,12x090mm Length | 7 | 0 | 3.262 | 3.44
7795AAB-120-2 | Sub,pH,DJ,2,12x120mmm Length,SideArm | 100 | 0 | 0.087 | 0.06
7793AA-VD | Sub,pH,DJ,VD,12x120mm Length | 40 | 0 | 5.373 | 5.373 | Lab-Ovh
7793AAV-VD | Sub,pH,DJ,VD,12x120mm Length,Refill | 91 | 0 | 0.073 | 0.05
00112001 | Raw,Barstock,Kynar 2"Dia, Black Color | 4 | 0 | 125 | 106
7793AA-2 | Sub,pH,DJ,2,12x120mm Length | 18 | 0 | 5.372 | 5.372 | Lab-Ovh
7793AA1-2D | Sub,pH,DJ,2D,12x120mm Length,.202 Int | 8 | 0 | 5.376 | 0.053 | Lab-Ovh
7793AA1-VD | Sub,pH,DJ,VD,12x120mm Length,.202 Int | 131 | 0 | 5.377 | 0.056 | Lab-Ovh
7793AM-120 | Sub,GoldDisk,DJ,12x120mm Length | 0 | 0 | 78.328 | 0
7793AUV | Sub,Silver,DJ,12x120mm Length,Refill | 0 | 0 | 0.077 | 0.007
7791AA-2 | Sub,pH,DJ,2,12x090mm Length | 28 | 0 | 6.901 | 6.574 | Lab-Ovh
7791AD1 | Sub,Plat.,DJ,12x090mm Length,.202 Int. | 0 | 0 | 8.957 | 7.424
7795ADB-120 | Sub,pH,DJ,12x120mm Length,SideArm | 0 | 0 | 8.069 | 6.965
7793AA1-2F | Sub,pH,DJ,2F,12x120mm Length,.202 Int. | 0 | 0 | 0.072 | 0.035
OD8325 | Elec,Optical DO,4/20mA output,RS485,Supplied by B&C | 0 | 0 | 800 | 800
7793AAV-2 | Sub,pH,DJ,2,12x120mm Length,Refill | 48 | 0 | 6.92 | 6.92 | Lab-Ovh
7793AA-BD | Sub,pH,DJ,BD,12x120mm Length | 13 | 0 | 5.373 | 5.106 | Lab-Ovh
7793AAV | Sub,pH,DJ,NB,12x120mm Length,Refill | 32 | 0 | 0.072 | 0.033
7793AAV-BD | Sub,pH,DJ,BD,12x120mm Length,Refill | 3 | 0 | 5.376 | 5.376 | Lab-Ovh
7791AA | Sub,pH,DJ,NB,12x090mm Length | 0 | 0 | 0.056 | 0.05
IONODE-006 | Elec,Cond,K=1.0,#5731301-32-10T,12x110mm,Graphite,PT1K,Epoxy | 0 | 0 | 0 | 0
CP721P-2S-4 | Elec,Cond,K=1.0,Graphite,3/4"BSP,PT100,PES,20X50mm,AWE | 0 | 0 | 13.09 | 6.992
V-0PHB-10H | Elec,pH,XVD,DJ,12x110mm,PT100,HP,RFL,PTSolGrnd,SPR,Wick | 1 | 327.14 | 52.192 | 49.598 | Lab-Ovh
7793AT-170-VD | Sub,pH,DJ,VD,12x170mm Length | 0 | 0 | 0.11 | 0.013
7793AT-140-VD | Sub,pH,DJ,VD,12x140mm Length | 2 | 0 | 6.931 | 6.593 | Lab-Ovh
7793AT-170-2D | Sub,pH,DJ,2D,12x170mm Length | 0 | 0 | 0.108 | 0.047
7793AT-223-VD | Sub,pH,DJ,VD,12x223mm Length | 12 | 0 | 5.478 | 4.48
7001AC | Sub,TestTube,12x120mm Length. | 0 | 0 | 0.038 | 0
7317AA-VD | Sub,pH,Mono,VD,12x120mm Length | 0 | 0 | 0.067 | 0.027
7317AA-1 | Sub,pH,Mono,1,12x120mm Length | 9 | 0 | 0.069 | 0.005
7317AT-130-VD | Sub,pH,Mono,VD,12x130mm Length | 0 | 0 | 0.078 | 0
E602-112 | Elec,pH,X-5,SJ,12x115mm,Refillable,10K,#5733528RA20-3BG2.5 | 0 | 0 | 5.157 | 1.631
7439A6B | Sub,MonoReference,SJ,12x120mm Length | 30 | 0 | 1.075 | 1.006 | Lab-Ovh
7439A6BV | Sub,MonoReference,SJ,12x120mm Length,Refill | 68 | 0 | 1.585 | 1.585 | Lab-Ovh
7791AT-110-VD | Sub,pH,DJ,VD,12x110mm Length | 0 | 0 | 5.373 | 0 | Lab-Ovh
7596AAV-140-VD | Sub,pH,SJ,VD,12x140mm Length,Refill | 0 | 0 | 0.089 | 0.037
7596AAV-140-2 | Sub,pH,SJ,2,12x140mm Length,Refill | 32 | 0 | 2.848 | 2.69 | Lab-Ovh
7317AA | Sub,pH,Mono,12x120mm Length | 15 | 0 | 0.069 | 0.005
18AF-001 | Elec,Fluoride,Amber Epoxy,DJ,12x110mm,Refill,#F001508-003B | 18 | 150.08 | 51.448 | 51.448 | PROX Lab
SZ3360.1 | Elec,Cond,K=1.0,316SS,1"San,PeekInsert,PT100,#SAN621H-2-1-5S | 12 | 81.53 | 37.657 | 37.657
00111316 | Raw,Barstock,Kynar 3/16"dia, Black Color | 8 | 0 | 2.9 | 2.9
SPS-001 | Elec,Plat,DJ,Black Cap,Tuff Tip,0.7" Stick-Out,#1939834-BBJ | 7 | 119.7 | 14.741 | 10.055
SPS-002 | Elec,pH,XV,Red Cap,1/2"MNPT,0.7" Stick Out,#193V734-RBJ | 7 | 95.73 | 21.176 | 5.387
COND3400-041 | Module,Knick,Conductivity,Analog,For Protos unit | 0 | 0 | 898 | 898
11230240 | Raw,Rod,Silver, 99.99% pure, 0.240"Dia | 30 | 0 | 161.25 | 161.25
SI1L1V1I-125 | Sub,Stem,ORP,125mm Length | 30 | 0 | 5.017 | 5.017 | Lab-Ovh
SI1L1V2D-090 | Sub,Stem,ORP,NB,090mm Length | 0 | 0 | 14.893 | 0
22082011 | Raw,O-Ring,Silicone 70, 2-011 | 6294 | 0 | 0.011 | 0.011
SE104N | Elec,Knick,pH,Analog,Spear Tip,GlassBody,For Portamess | 0 | 0 | 0.0425 | 0.0425
7593AA1-2 | Sub,pH,SJ,2,12x120mm Length,.202 Int. | 51 | 0 | 2.363 | 0.005 | Lab-Ovh
7594AA-2D | Sub,pH,SJ,2D,12x120mm Length | 50 | 0 | 5.292 | 0.12 | Lab-Ovh
7593AT-130-VD | Sub,pH,SJ,VD,12x130mm Length | 0 | 0 | 0.075 | 0.029
7793AA | Sub,pH,DJ,NB,12x120mm Length | 27 | 0 | 0.077 | 0
PH10-1P1B-FN | Elec,Dolphin,PH,DOME BULB,W/PCB,PT100,10FT,VP CONN,FM | 0 | 340.1 | 182.255 | 181.837 | Lab-Ovh
873EC-ATYFGZ-5 | ELECTRODELESS CT ANALYZER | 0 | 239.06 | 71.595 | 576.753 | Lab-Ovh
PH10-1P3B-E | Elec,Dolphin,PH,DOME BULB,W/PCB,PT100S,10FT,VP CONN,EPDM | 0 | 319.49 | 183.355 | 118.705 | Lab-Ovh
875PH-B2F | PH/ORP/ISE ANALYZER,220VAC,PIPE,FM | 0 | 452.75 | 148.931 | 0 | Lab-Ovh
PH10-1N3A-3 | Elec,Dolphin,PH,DOME BULB,W/GUARD,PT100S,30FT CABLE,PIN LUGS | 0 | 286.38 | 161.782 | 0 | Lab-Ovh
BVA-PHF1V08 | BALL VALVE INSERTION,PH12,1-1/2",316SS,VT O-RING,0-8"L | 0 | 1384.04 | 985.17 | 0 | Lab-Ovh
871CC-A4-3-30 | ELEC,871CC-A4-3, 30FT CABLE LENGTH | 0 | 408.25 | 157.788 | 129.924 | Lab-Ovh
871EC-BW0-3-40 | 871EC-BW0-3, 40FT CABLE LENGTH | 0 | 691.3 | 689.468 | 674.82 | Lab-Ovh
871PH-1A1A-3-40 | ELEC,871PH-1A1A-3, 40FT CABLE LENGTH | 0 | 501.6 | 270.752 | 296.688 | Lab-Ovh
871EC-SP7-3-10 | ELEC,871EC-SP7-3, 10FT CABLE LENGTH | 0 | 452.53 | 312.169 | 202.357 | Lab-Ovh
BS811QS | 2-1/2 INCH ADAPTER /TRI CLAMP AND LOCKNUT | 0 | 1009.83 | 296.273 | 288.958 | Lab-Ovh
M01-027-009 | Sub,Housing,Black PVC,0.355"/0.5"ODx4.61"L,2-slot Guards | 15 | 0 | 1.499 | 1.499
01351-S-30 | CABLE ASSY, 30FT | 0 | 0 | 18.851 | 17.595
C32-X03-SM | Sub,Cable,Male SMA,C32,3.15 inches,Green shrink tube. | 0 | 0 | 0.768 | 0
C32-X03-SMR | Sub,Cable,Male SMA,C32,3.15 inches,Red shrink tube. | 0 | 0 | 0.768 | 0
411014-054 | Sub,Cut,Lead Glass , 3mm (0.115") OD, 0.71mm (0.028") wallL | 0 | 0 | 0 | 0
SI1F11C8-057 | Sub,stem,pH,ASG VIII,0.135"x2.25"L#H3ISG-02-01 | 24 | 0 | 0.814 | 0.814 | Lab-Ovh
5993-24 | Elec,pH,X-2,DJ,#3983701-010T,3' ABS | 0 | 0 | 0 | 0
F002604-DL | Elec,Fluoride,DJ,12mmX110mm,Sealed,Glass body,SPR | 0 | 0 | 31.412 | 22
ELM-134 | Bushing,Black PVDF,3/4"BSP to M30,Diamond Knurl,35mmx41mm | 0 | 0 | 7.146 | 3.747
SP21T-20 | Elec,pH,X-VD,SJ,#577V521-020BUV10,12x110mm,PT1000 | 0 | 0 | 0 | 0
ELH-066 | Elec,Cond,K=1.0,#5771302-3A1-3I8,Plat,12X110mm,30K T/C,Glass | 0 | 0 | 17.429 | 13.71
ELH-069 | Elec,pH,SJ,X5,#5733528A1-3BRCA,12mmx115mm,30K,Epoxy body | 0 | 61.8 | 20.044 | 19.837 | Lab-Ovh
JENCO-042 | Elec,pH,RytonCap,X-VD,DJ,SPR,No TC,12x110mm,#V-0000-20B | 0 | 106.83 | 28.778 | 28.307 | PROX Lab
47X236706 | Test Tube,Lime Glass,3.0mm+/-0.2 OD X 138mm Length | 4 | 2.63 | 0.039 | 0.039
ELH-065 | Elec,pH,X-2,DJ,#1923737004RUV10,3/4"MPT CPVC,w/PT1000 | 3 | 0 | 56.932 | 0
ISTEK-219 | Elec,pH,XV,DJ,12x220mm,KNO3,PT100,#HABP635KN-DLV12-B220 | 0 | 0 | 19.001 | 16.581
ISTEK-220 | Elec,Polarographic,12x220mm,PT100,316SS,#025IP27-220-11 | 0 | 0 | 0 | 0
ELH-071 | Elec,Mono,Ref,#5771424-3US,12x110,CerJunc,Cal,Refill,2mmBan | 1 | 46.91 | 12.016 | 1.828 | PROX Lab
33030018B | Raw,Tubing,Heat Shrink,1/8"Blue color,4 ft lengths | 872.219 | 0 | 1.46 | 1.46
V-210B-2BT | Elec,pH/Plat(Sol),XVD,MKVII,PT100,SPR | 0 | 485.63 | 47.843 | 49.543 | Lab-Ovh
V-710J-3BT | Elec,pH,X-V,DJ,Tuff Tip,12x110mm,Epoxy Guard,30K,SPR | 0 | 0 | 19.278 | 8.38
ELM-135 | Elec,Fluoride,DJ,#F001508-003B,12x110mm,Refill,Epoxy Body | 4 | 181.4 | 50.858 | 40.93 | PROX Lab
ECHEM-016 | Elec,Cond,K=1.0,#5731301-3-006T,12x110mm,Graphite,No TC | 0 | 0 | 1.502 | 0.547
458P-0-50H | Detachable Kynar for 455,456,457,458 Electrodes | 0 | 447.12 | 75.254 | 67.085
V-32SB-20BT-06 | Elec,pH,MK1A,X-VD,PT100,Kynar/Viton,3/4" Top Thread,6",SG | 0 | 463.67 | 95.349 | 82.812 | Lab-Ovh
CE-2000-C1 | Elec,Cond,Toroidal,1.5"CPVC,0-10mS=4-20mA,20foot,#C3254.1 | 0 | 0 | 255.223 | 0 | Lab-Ovh
NS-CERAMIC | Ceramic Paste | 0 | 0 | 0 | 0
NS-BULB-X2 | X-2 Blue, pH Glass Formulation | 0 | 0 | 0 | 0
NS-BULB-X1 | X-1 Clear, pH Glass Formulation | 0 | 0 | 0 | 0
7593A5A8-130-1 | Sub,pH,SJ,1,12x130mm Length,.165 Int. | 0 | 0 | 0.077 | 0.05
7594A5AV-VD | Sub,pH,SJ,VD,12x120mm Length,1Wick,Refill | 71 | 0 | 0.284 | 0.192
7593A5A8V-BD | Sub,pH,SJ,BD,12x120mm length,Refill,1Wick,.165 Int. | 27 | 0 | 0.068 | 0.068
7793A5UV | Sub,Silver,DJ,12x120mm Length,Refill,1Wick | 0 | 0 | 0.224 | 0
7793A5TY-140-VD | Sub,pH,DJ,VD,12x140mm Length,1Wick,Double Refill | 0 | 0 | 0.261 | 0.606
DIGITANA-001 | Elec,pH,XVF,DJ,3/4"NPT,CPVC,Label with #192V757SD-020BB | 4 | 101.78 | 28.343 | 28.343 | Lab-Ovh
DIGITANA-002 | Elec,pH,XVF,DJ,3/4"MPT CPVC,Label with #192V757SD-DL | 1 | 79.61 | 41.382 | 41.382 | Lab-Ovh
DIGITANA-016 | Acce,Cable,RG174 L/N,DL to BNC w/Blueboot,Label#9001071-020B | 0 | 37.15 | 17.403 | 15.44 | Lab-Ovh
PROGROUP-003 | Elec,pH,12mm,XVD,DJ,SPR,NoTC,12x120mm,TempH Fill,S8 | 0 | 0 | 0 | 0
77020278 | Raw, Connector, 8 Pin Din, New style, w/black boot | 515 | 0 | 3 | 3
22172004 | Raw,O-Ring,Viton 75, 2-004, Brown Color | 970 | 0 | 0.16 | 0.16
SW-A007 | Code,Knick,Tan,Pfaudler Release Code | 0 | 0 | 116 | 116
ISTEK-224 | Elec,pH,LPH,SPR,KCl,Epoxy,Wick,12x120,S8 connecter,#LPH-100 | 0 | 0 | 1.208 | 0
ISTEK-221 | Elec,pH,DJ,XVD,#I-1000-S8-120,12x120mm,Washer and Teflon | 2 | 97.9 | 33.056 | 33.056 | PROX Lab
ISTEK-222 | Elec,pH,DJ,XVD,12X120,PT100,VPw/IngoldWiring,#I-100B-VPI-120 | 1 | 130.13 | 72.346 | 72.346 | PROX Lab
00220059 | Raw,Barstock,PVC 5/8"OD,Gray color | 10 | 0 | 0.8 | 0.8
00190305 | Raw,Tubing,SS 316L, 3mm OD (.125") x .5mm (.020")wall | 20 | 0 | 10 | 10
NS-BULB-FS5 | FS5 clear, pH glass formulation | 0 | 0 | 0 | 0
NS-BULB-XV | XV green, pH glass formulation | 0 | 0 | 0 | 0
NS-BULB-XVB | XVB dark blue, pH glass formulation | 0 | 0 | 0 | 0
DIGITANA-004 | Elec,pH,X-2TD,Label,3/4"MPT,CPVC,Label with #1923737TD-DL | 4 | 96.34 | 47.96 | 44.26 | Lab-Ovh
ELECD-040 | Elec,pH,X-2,SJ,#5573501-003B,6x110mm,Reduced Tip,Refillable | 0 | 0 | 0 | 0
ELECD-041 | Elec,pH,X-2,DJ,#5733730-003B,12x110mm,Annular Junction | 0 | 0 | 0 | 0
93X561001 | Elec,Cyanide,DJ,12x110mm,Epoxy,Refill,#13-620-538 | 1 | 153.79 | 82.942 | 82.942 | PROX Lab
JENCO-043 | Elec,pH,Ryton Cap,X-VD,DJ,SPR,PT100,12x110mm,#V-000B-36BH | 0 | 0 | 0 | 0
PHE-531620PT100 | Elec,pH,X-2,SJ,#1923537-020BGV12,PT100,In-line | 0 | 89.69 | 45.596 | 42.42 | Lab-Ovh
77330030 | Raw,Thermistor,30k NTC Chip,special from TEWA | 577 | 0 | 1.1 | 1.1
77330030-S | Raw,Thermistor,30K NTC Chip,special from TEWA w/smaller head | 888 | 0 | 2.89 | 2.89
CYCLOPS-157 | Acce,Adapter,T/L Kynar 3/4" MPT for twist-lock elecs,#160014 | 0 | 76.5 | 30.315 | 32.999 | Lab-Ovh
CYCLOPS-158 | Elec,Platinum,DJ,T/L,Kynar insert,SPR,#1606644-10B | 0 | 152 | 57.915 | 7.226 | Lab-Ovh
DESIGN-042 | Elec,pH,GX1,SJ,12x115mm,Blue epoxy,#2733526B-010T | 0 | 0 | 0 | 0
I-11WB-VPI-225 | Elec,pH,DJ,XVD,Wick,PT(Solgrnd)12X225,PT100,VP/Ingold Wiring | 0 | 0 | 90.063 | 20.372 | PROX Lab
ORPF-020ST/TH | Elec,Plat,DJ,#1929857-020HTV18,3/4"MPT CPVC,10K, H(ph),T(all | 0 | 0 | 13.32 | 3.957
ISE60B | Elec,Ammonium,DJ,#NH41522-003B,Replacement Membrane | 0 | 0 | 10.604 | 26.548
93X628501 | Elec,Cond,K=1.0,#ECCS10-1-0S-33T,#C527-2-1S-33T,3 Wire PT100 | 0 | 0 | 0 | 0
ISTEK-225 | Elec,pH,X-VD,DJ,#V-7000-3B,12x115mm,Frit,Fixed Grd,RFV | 7 | 43.97 | 23.358 | 22.436 | PROX Lab
7594A8N-VD | Sub,pH/ORP,VD,12x120mm Length,Open Junction,.165 Int | 0 | 0 | 15.039 | 0
7791A1A-VD | Sub,pH,DJ,VD,12x090mm Length,Short Junction | 0 | 0 | 0.051 | 0.026
7791A1A1-VD | Sub,pH,DJ,VD,12x090mm Length,Short Junction, .202 Int | 38 | 0 | 6.899 | 6.563 | Lab-Ovh
7793ADY-140 | Sub,pH,DJ,Plat,12x140mm Length,DoubleRefill | 0 | 0 | 14.991 | 5.943
7793ATY-140-VD | Sub,pH,DJ,VD,12x140mm Length,Double Refill | 0 | 0 | 0.034 | 0.02
ISTEK-226 | Elec,pH,XV,DJ,12x115mm,#V-700B-3BRCA,Epoxy,PT100,RFV,Guard | 1 | 61.28 | 9.568 | 4.812
SE101NMS | Elec,pH,X2,Memosens,12mmx103mm,Black Epoxy Body,30K,Portavo | 2 | 0 | 357 | 357
SE102NMS | Elec,pH,X2,Memosens,12mmx103mm,Glass,Refill,30K,For Portavo | 0 | 0 | 414 | 414
SZ3350.1 | Elec,Cond,K=0.1,316SS,1"San,PeekInsert,PT100,#SAN621H-3-1-5S | 0 | 84.97 | 50.441 | 50.441 | PROX Lab
99031008 | Cable,C-63,8 conductor,Blk,Brn,Red,Org,Yel,Grn,Blu,Wht,TPR j | 6090 | 0 | 1.1 | 1.1
00054761 | Raw,Tubing,Epoxy, Blue, 0.472"OD x 0.350"ID | 878.15 | 4.85 | 5.46 | 5.46
SK43T | Elec,Cond,K=10.0,#5771304-62-8/8S,12x110mm,4 band,Special | 0 | 0 | 66.85 | 114.843
GC-598 | Sub,Plat,6x155mm,SideArm,Refill | 15 | 0 | 43.528 | 43.528 | Lab-Ovh
GC-675 | Sub,pH,2,SJ,6x110mm,Refill | 25 | 0 | 0.049 | 0.037
GC-775 | Sub,Plat,SJ,6x110mm | 15 | 0 | 10.594 | 6.434
GR-272 | Sub,Ref.,Mono,12x110mm,SpecialRefill,Sleeve,S7 | 3 | 0 | 8.828 | 7.511
SZ1083 | Elec,pH,X2,SJ,12x75mm,Glass,#6773581-010B | 0 | 31.18 | 15.841 | 14.975 | Lab-Ovh
2010456S-10BH | Acce,Cable,4Pin DLtoBNC/Hanked,10'Length,L/N&2Conductor,S=ZV | 0 | 0 | 19.163 | 15.23
GM-274 | Sub,Plat,Mono,12x165mm | 0 | 0 | 0 | 0
V-710J-3IU1 | Elec,pH,X-V,DJ,Tuff Tip,12x110mm,Epoxy Guard,30K,SPR | 0 | 0 | 0 | 0
V-4001-15BH | Elec,pH,X-VD,DJ,TC 3000ohm,3/4"MPT Kynar W/Grd,SPR | 0 | 0 | 44.791 | 18.162
27007-66 | DC Converter,Convert from 12V DC to +/- 6V DC,#M001098-12 | 0 | 14.32 | 9.502 | 0
93X558201 | Elec,pH,FS5,DJ,#13-620-196,Epoxy,Spring Loaded | 0 | 0 | 21.724 | 0
22071602 | Raw,O-Ring,EPDM Black, 16mm x 2mm, 70 Duro | 1059 | 0 | 0.05 | 0.05
C80E102-10H | Elec,Cond,K=0.01,316SS/TFE,TC 1K ohm,2"Sanitary,SEE NOTES! | 0 | 1264.4 | 189 | 189
SP21T3 | Elec,pH,X-VD,SJ,12x115mm,PT1K,#577V521-010BUV10 | 0 | 0 | 20.575 | 7.9
K-700E-3IU1 | Elec,pH,XVD,12mmx110mmEpoxyBody,PT1K,CustomCap for Portamess | 1 | 263.41 | 36.017 | 34.925 | PROX Lab
63-0108 | Elec,Fluoride,Glass,DJ,12x75mm,Refillable,#F001502-75-DL | 0 | 0 | 32.626 | 50.358
ELH-076 | Elec,pH,X-2,SJ,#5573501-003B,6x110mm,Reduced Tip,Refillable | 0 | 71.73 | 22.957 | 3.002 | PROX Lab
C19B414-F | Elec,Cond,K=1.0,316SS/TFE,TC 100 ohm,T/L | 9 | 450.58 | 22.515 | 25.433
9001092C-020HS | Acce,Cable,4Pin DL to Hanked for conductivy,4 wires w/shield | 0 | 227.33 | 20.38 | 36.275
V-HP0J-3BPW8 | Elec,pH,XVD,DJ,12x110mm,TC 30K,HighPurity,RFL,SPR,Wick | 1 | 333.59 | 27.275 | 20.815 | PROX Lab
907MULTIPH | Meter,Knick,Portavo&Clock,Data Memory,Without Electr | 2 | 0 | 1454 | 1454
WJF-123 | Elec,pH,TB551,XVD,DJ,SPR,PT100,Kynar/Viton,#A-200B-20H | 0 | 0 | 0 | 0
JAF-010 | Elec,Plat,DJ,#S579801-100-DL,6mmx100mm,Sealed Ref | 0 | 0 | 0 | 0
1052701-005B | Elec,pH,X-1D,DJ,SS Flow Thru,W/Solution Ground,High Purity | 0 | 232.02 | 12.531 | 2.674
MK-PH015B | Module,Knick,pH/ORP,Analog,For Stratos Evo unit,Class1Div2 | 0 | 0 | 457 | 457
C80B324-25H | Elec,Cond,K=0.3,4 PinSS,3/4"MPT Ryton,3Wires PT100 | 0 | 520.25 | 91.615 | 152.44 | PROX Lab
BP600-06B-B170 | Elec,pH,X-2D,DJ,12x170mm,Washer & Teflon | 0 | 0 | 0 | 0
5995-54 | Elec,Plat,DJ,#1969834-010T,1/2"MNPT Black Kynar | 0 | 0 | 4.657 | 3.909
00031125 | Raw,Barstock,CPVC 1-1/8"Diameter | 10 | 0 | 7.64 | 7.64
TU910 | Turbdity flow cell,used w/TU810 sensor and TU7685 controller | 0 | 0 | 125 | 125
SZ9481 | Cable,Turbidity used with TU7685 and TU810 sensor | 0 | 0 | 40 | 40
ELECD-044 | Elec,pH,SJ,X-1,#5733526R-003A,12x115mm,Refillable,Epoxy Bod | 0 | 0 | 0 | 0
TOPAC-003 | Elec,Galvanic,#023NG17S-30BUV10,Lead Anode,SEE NOTES | 0 | 0 | 0 | 0
ELH-078 | Elec,Plat,DJ,#5279806-S7,Single Refill | 0 | 0 | 0 | 0
FOX-001 | Elec,pH,SJ,XVD,12x115mm,10K,Epoxy body,#573V528A15-3BRCA | 0 | 0 | 0 | 0
ISTEK-231 | Elec,pH,XVD,SJ,#557V501W-003B,6x110mm,Reduced Tip,Refillable | 1 | 50.41 | 22.841 | 20 | PROX Lab
2010456S-3IU1 | Acce,Cable,4 Pin DL to Din/Banana,Portamess,3',L/N &2Conduct | 0 | 0 | 19.789 | 16.03
6700006 | Acce,Kit,Polishing Strips (PK/24) for ISE | 1 | 31.93 | 5.343 | 5.411 | Lab-Ovh
ELECD-045 | Elec,pH,DJ,XV,#196V737-050B,3/4"NPT Ryton with guard | 0 | 0 | 0 | 0
TOPAC-004 | Elec,Platinum Disk,DJ,#1929857-010B,3/4" CPVC Housing | 0 | 0 | 21.163 | 8.746
JAF-012 | Elec,Cond,K=1.0,Plt Foil,PT1K,Glass #5571302F-32-3BU | 0 | 0 | 4.735 | 2.461
COLE-189 | Elec,pH,DJ,XBD,#U743791-DL,Ultem Housing,Autoclavable | 0 | 123.93 | 7.508 | 1.427
JENCO-048 | Elec,Cond,K=10.0,#5731301-64-10I8,12x130mm,Plat,10K | 1 | 96.13 | 67.387 | 26.13 | PROX Lab
577V721A13503BG | Elec,pH,DJ,XVD,12mmX350mm,Refill,30K T/C,Glass,2.5Phone plug | 0 | 0 | 2.307 | 1.522
JENCO-049 | Elec,pH,XVD,DJ,#577V710-003B,12mm Sleeve Junction,Refill | 0 | 0 | 51.253 | 28.114
KVL-320 | Elec,pH,MKIA,XVF,DJ,PT100,3/4" Top Thread,#V-306B-75-X06MF | 3 | 462.67 | 111.54 | 109.867 | Lab-Ovh
ELECD-046 | Elec,pH,X2,DJ,#5733726-003A,12X115mm,Guard,Epoxy Body | 0 | 0 | 0 | 0
I-1000-10H-105 | Elec,pH,DJ,XVD,12X105mm,SPR | 1 | 284.02 | 43.461 | 38.325 | PROX Lab
SI1G4L1A-160-5 | Sub,Stem,pH,5,160mm length | 0 | 0 | 0.013 | 0.008
SI1L1V1B-100-V | Sub,Stem,V,pH,100mm Length | 0 | 0 | 0.026 | 0.007
R001026 | Reference Fill, 1.5M KCL with Ag+, Glycerol 125mL | 6 | 0 | 1.482 | 3.91
SMR001027 | Starting Material,Sol,Reference Fill, 1.5M KCL, Glycerol 1L | 0 | 22.74 | 0 | 0
SMR001026 | Sol,Reference Fill, 1.5M KCL with Ag+, Glycerol 1 Liter | 0 | 22.74 | 0 | 23.485
SI1L1V1N-125-2 | Sub,Stem,pH,ORP,2,125mm Length | 0 | 0 | 15.466 | 0
SI1L1V2C-125-1 | Sub,Stem,pH,1,125mm length | 0 | 0 | 0.014 | 0.009
SI1L1V2C-110-1 | Sub,Stem,pH,1,110mm Length | 0 | 0 | 0.014 | 0.008
SI1L1V2A-125-5 | Sub,Stem,pH,5F,125mm Length | 0 | 0 | 0.018 | 0
SI1L1V1B-090-V | Sub,Stem,pH,V,090mm Length | 0 | 0 | 0.021 | 0.006
SZ195.2 | Elec,pH,XVD,DJ,#277V794-030T,12x106mm,High Temp | 6 | 59.74 | 25.654 | 25.654 | Lab-Ovh
H031 | Elec,pH,X-V,DJ,#V-7000-3B,12x115mm,Frit,Guard,Medium Cap,RFV | 0 | 0 | 0 | 0
7440A6BV | Sub,MonoReference,DJ,12x120mm Length, Refill,1Wick 0.080 | 22 | 0 | 1.861 | 1.618 | Lab-Ovh
KVL-79 | Elec,pH,XVF,DJ,#R-1061-20BH-16,3000,Titan/Kynar/Simriz,1x16" | 11 | 733.28 | 138.567 | 90.157
7793AAY-140-2 | Sub,pH,DJ,2,12x140mm Length, Double Refill | 3 | 0 | 6.374 | 0.103 | Lab-Ovh
8440A6B | Sub,MonoRefernce,DJ,18mm Length | 0 | 0 | 0.557 | 0.013
7596AA-090-2 | Sub,pH,SJ,2,12x090mm Length | 27 | 0 | 5.277 | 5.016 | Lab-Ovh
7596AA-090-1 | Sub,pH,SJ,1,12x090mm Length | 0 | 0 | 0.057 | 0.042
7596AQ-090 | Sub,Double Plat,SJ,12x090mm Length | 0 | 0 | 29.888 | 11.883
5501A5TV-110-BD | Sub,pH,SJ,BD,6x110mm Length,1Wick,Refill | 4 | 0 | 0.103 | 0.074
6507A5TV-110-BD | Sub,pH,SJ,BD,8x110mm Length,Refill,1Wick | 0 | 0 | 0.149 | 0.562
SI1O1V1B-115-VD | Sub,Stem,pH,VD,115mm Length | 1 | 0 | 0.222 | 0.204
SI1O1V1B-160-2D | Sub,Stem,pH,2D,160mm Length | 0 | 0 | 0.024 | 0.013
600E-ORP | Elec,Plat Wire,SJ,#5739602W-003B,12X115mm,Epoxy Body | 0 | 0 | 0 | 0
5673511CS-003B | Elec,pH,DJ,110mm,Spear Tip,Ultem Body | 0 | 161.42 | 45.842 | 45.842 | PROX Lab
7593A7AV-2 | Sub,pH,SJ,2,12x120mm Length,2Wick,Refill | 19 | 0 | 0.082 | 0.053
6507A5TV-055-BD | Sub,pH,SJ,BD,8x055mm Length,Refill,1Wick | 0 | 0 | 0.186 | 0
SOINVENTORY | SO Inventory Reconciliation | 0 | 0 | 0 | 0
ELH-079 | Elec,Plat,SJ,12x115mm,Annular Ceramic,#2739630-010B | 0 | 0 | 28.861 | 11.348
V-0PHB-X18BT | Elec,pH,X-VD,DJ,12x110mm,PT100,HP,RFL,PTSolGrnd,SPR,Wick | 0 | 0 | 24.646 | 11.043
GALVANIC-006 | Elec,pH,DJ,Antimony,12X110mm,Sealed,Epoxy,#5737889-001B | 0 | 0 | 17.426 | 8.224
7440A6B-130 | Sub,MonoReference,12x130mm Length,1Wick0.08 | 9 | 0 | 0.125 | 0.157
7317AA-120 | Sub,pH,Mono,NB,12x120mm Length | 0 | 0 | 0.067 | 0.029
HRL12P-E-S8 | Elec,Plat,DJ,12x115mm,Epoxy body,#5739802-S8 | 0 | 63.77 | 29.136 | 14.705
ELECD-048 | Elec,pH,XV,DJ,#196V737-010B,3/4"NPT Ryton with guard | 0 | 0 | 0 | 0
6507A5TV-280-BD | Sub,pH,SJ,BD,8x280mm Length,Refill,1Wick | 0 | 0 | 0.187 | 0
SI1E5LIC-140-5 | Sub,Stem,pH,5,140mm Length | 0 | 0 | 0.004 | 0.0001
SI1G1V1C-125-5 | Sub,Stem,pH,5,125mm Length | 1192 | 0 | 0.691 | 0.691 | Lab-Ovh
SI1G1V1C-140-5 | Sub,Stem,pH,5,140mm Length | 201 | 0 | 0.808 | 0.808 | Lab-Ovh
00190880 | Fitting,Adapter,316SS,1/2"port/female x 1/2"P male | 1 | 0 | 9.05 | 9.05
SI1G5L1C-160-5 | Sub,Stem,pH,5,160mm Length | 0 | 0 | 0.015 | 0.008
27021-22 | Elec,pH,XVBF,#1962757-010BGV12,3/4" Ryton,PT100 | 0 | 82.33 | 34.892 | 38.125 | Lab-Ovh
SI1G11KK-123 | Sub,stem,GND,2.5mmPt Disc,0.165"x4.85"L#HR61Z-H1-12 | 0 | 0 | 2.331 | 0
SI1G11KK-117 | Sub,stem,TC/GND,2.5mmPt Disc,0.165"x4.6"L#HT61Z-01-02 | 0 | 0 | 2.35 | 0
SL0089 | Raw,pH Stem,ASGIII,0.235"ODx3.56"(90.5mm) L | 0 | 11.39 | 0.011 | 0
414014-088 | Sub,Cut, Lead Free Glass, 5.97mm (0.235") OD x 3.45"L | 0 | 0 | 0 | 0
11230245-060 | Sub,Tube,Silver 99.99%,.245"ODx.206"IDx60mmL | 0 | 0 | 21.845 | 13.713
411028-136 | Sub,Cut,Lead Glass,6mm(0.235")ODx135.9mm(5.35"L) | 0 | 0 | 0.006 | 0
SI1L6G1A5-044 | Sub,stem,pH,ASG V,flat,0.235"/0.165"x1.73"L#NH35A-02-01 | 19 | 0 | 0 | 0 | Lab-Ovh
SMCS01412 | Solu,StartingMaterial,ConductivityStandard,1412uS,1L | 0 | 0 | 0 | 0.01
ECHEM-025 | Elec,Antimony,DJ,#3927803S-BJ,CPVC Submersible,LCJ,TuffTip | 0 | 0 | 0 | 0
PHENO-001 | Temp,Temp,3mmx8.5"SS,10k,3.5mm AudioPlug,#5351001-X12GV18 | 11 | 100.61 | 16.298 | 2.292
AWE-029 | Elec,Plat,DJ,6x100mm,Sealed,#S579801-100-DL | 0 | 0 | 0 | 0
AWE-030 | Elec,pH,DJ,X2,6X100mm,Sealed,#S573701-100-K9 | 0 | 0 | 0 | 0
A5702-180-2 | Sub,pH,DJ,2,AutoClaveAble,180mmALength,DoubleRefill | 0 | 0 | 0.067 | 0.021
A5702-210-2 | Sub,pH,DJ,2,AutoClaveAble,210mmALength,DoubleRefill | 0 | 0 | 0.075 | 0.04
A7792-210-BD | Sub,pH,DJ,BD,AutoClaveAble,210mm"A"Length,DoubleRefill | 0 | 0 | 0.254 | 0.15
A7792-180-2D | Sub,pH,DJ,2D,AutoClaveAble,180mmALenth,DoubleRefill | 0 | 0 | 0.141 | 0.041
A7792-250-2D | Sub,pH,DJ,2D,AutoClaveAble,120mmALength,DoubleRefill | 0 | 0 | 0.186 | 0.013
S5701-150-BD | Sub,pH,DJ,BD,AutoClaveAble,150mmALength | 8 | 0 | 0.071 | 0.071
S5701-180-BD | Sub,pH,DJ,BD,AutoClaveAble,180mmALength | 16 | 0 | 0.079 | 0.06
S5701-250-BD | Sub,pH,DJ,BD,AutoClaveAble,250mmALength | 0 | 0 | 0.112 | 0.041
SA95-150-BD | Sub,pH,SJ,BD,AutoClaveAble,150mmALength | 0 | 0 | 0.135 | 0.047
SA95-210-BD | Sub,pH,DJ,BD,AutoClaveAble,210mmALength | 18 | 0 | 0.16 | 0.112
35805-09 | Elec,pH,DJ,XVBD,#5733704D-003B,FreeFlow,w/Guard | 2 | 126.54 | 83.282 | 78.137 | PROX Lab
35806-00 | Elec,pH,GXVB,SJ,3' ABS pipe,#V-310B-10BH | 0 | 0 | 117.213 | 6
35808-71 | Elec,pH,X5,SJ,#5732528A1-3BWI6,12x115mm,30k Therm | 129 | 39 | 21.787 | 21.787 | Lab-Ovh
35812-02 | Elec,Ammonium,#NH41508-010B,12x110mm,Refillable | 3 | 109.58 | 34.97 | 35.998 | PROX Lab
35812-30 | Elec,Nitrate,DJ,#NO31508-003B,Epoxy,Refillable | 2 | 108.32 | 30.929 | 27.222 | PROX Lab
SP27X | Elec,pH,X-VF,12x110mm,Seal,Flat,#5732511-S7 | 0 | 0 | 7.719 | 7.935
NH4IS01 | Solu,Ionic Strength Adjustor,Ammonium, 5M NaCl 475ml | 0 | 58.18 | 2.162 | 2.118
NH4AS02 | Solu,Activity Standard,Ammonium,1000ppm,475ml Bottle | 11 | 50.47 | 2.162 | 2.12
CALAS02 | Solu,Activity Standard,Calcium,1000 ppm, 475 mL | 0 | 50.7 | 2.162 | 2.162
CALIS01 | Solu,ISA,4M KCl,Calcium | 0 | 60.91 | 2.162 | 2.162
F00AS01 | Solu,Activity Standard,Fluoride,0.1M NaF,475mL | 0 | 0 | 2.162 | 1.779
13-620-180 | Elec,pH,FS5D,SJ,10x106mm,AccuTuff ,US Standard,Refill | 0 | 0 | 34.213 | 5.315
13-620-187 | Elec,pH,FS5D,Mono,12x106mm Glass body,/BNC | 0 | 0 | 11.157 | 4.809
13-620-491 | Acce,Adapter,F/BNC to US Standard | 0 | 0 | 14.254 | 1.771
5662-51 | Elec,pH,X-BD,DJ,#S743791-DL,KNO3,Reference Fill | 1 | 117.23 | 36.168 | 36.168 | PROX Lab
5992-25 | Extension Cable,F/BNC to M/BNC,Peco #99001048-025 | 0 | 28.56 | 9.155 | 9.059 | Lab-Ovh
5994-58 | Acce,Cable,Ext,M/BNC to F/BNC,#99001058-050B,RG58 Low Noise | 0 | 46.03 | 25.134 | 29.346 | Lab-Ovh
19500-43 | Elec,Cond,K=0.01,#C621-1-1-1,w/C621-10T,316SS,PT100,1/2"MNP | 17 | 103.2 | 59.929 | 19.675
27003-22 | Elec,pH,XBF,#1962757-010BGV12,3/4" Ryton,100 Ohm | 0 | 81.62 | 31.212 | 14.86 | Lab-Ovh
27020-02 | Elec,pH,DJ,XVBF,#TP561BV12S10EBG,3/4"MNPT,TufTip | 2 | 119.82 | 35.445 | 38.526 | Lab-Ovh
27504-20 | Elec,Lead,#PB21508-003B,12x110mm | 2 | 146.47 | 57.403 | 48.503 | PROX Lab
5658-65 | Elec,pH,X-5,SJ,#5533502-180-S7,6x180mm,Epoxy,Clear | 0 | 0 | 3.342 | 5.577
27011-12 | Elec,pH,DJ,XVBD,#1963778H-010BHV10,1/2"MNPT,Horizontal | 0 | 0 | 19.081 | 0.086
93X272102 | Elec,Cond,K=0.1,#2731312-41S-25T,Graphite,#ECCONSEN89X | 2 | 40.27 | 3.208 | 1.802
35801-78 | Elec,pH,XBD,SJ,#577V50VA21-003BG,12x110mm,Glass body,Refill | 1 | 57.64 | 32.083 | 32.083 | PROX Lab
19500-52 | Elec,Cond,K=0.1,Platinum,#5771302-41-010T,PT100 | 3 | 74.6 | 114.605 | 11.458 | PROX Lab
2773585-BS-35MA | Elec,pH,X-2D,SJ,12x86mm,AgCl pack,Refill,MA connect | 0 | 0 | 4.474 | 2.636
1225-10B | Elec,pH,XVF,SJ,3/4"CPVC Housing,Self-Clean | 0 | 0 | 18.394 | 3.848
2779685-BS-35MA | Elec,Plat,SJ,12x86mm,2OF,2-111,Refillable,PG13.5 Cap,SMA | 2 | 122.29 | 43.108 | 35.269 | Lab-Ovh
PSE-001 | Elec,Cond,K=0.01,SS,Replaceable Pin,PT100 | 9 | 116.15 | 16.489 | 12.417
110657 | Elec,Dual Platinum,#5279106G-S7,Ground Joint | 0 | 0 | 0.869 | 0.776
7U05760-DL | Elec,pH,XVD,DJ,12x110mm,High presure cap,SPR | 0 | 0 | 6.314 | 0.506
35803-09 | Solu,Standard, Chloride, 1000 ppm, #CL0AS02, 475 mL | 0 | 16.19 | 2.162 | 1.462
35803-51 | Solu,ISA, 5M NaNO3, #I5NAN03 | 0 | 16.19 | 2.162 | 2.162
2927650-16.5B | Elec,Antimony,SJ,Refill,CPVC Submersion | 1 | 222.25 | 44.158 | 40.478 | PROX Lab
15X420101 | Black Nylon Fitting,1/2"MNPT,Drill Cap for Ryton,#M000009-D | 0 | 4.95 | 2.769 | 0
S011 | Elec,Plat,Epoxy,SJ,AC,Aquasol logo,#2739626EG-3B | 3 | 74.61 | 35.789 | 28.683 | Lab-Ovh
27508-22 | Elec,pH,X-5,DJ,#5735728A1-03BI8,8 Pin Din | 2 | 73.77 | 28.381 | 28.381 | PROX Lab
F001502-003B | Elec,Fluoride,DJ,12mmx110mm,Refillable,Glass Body | 3 | 527.22 | 51.971 | 58.484 | PROX Lab
NOX1501-003B | Elec,Nitrogen Oxide,12x110mm,Delrin,Sealed | 2 | 543.49 | 99.279 | 12.445 | PROX Lab
PER1502-003B | Elec,Perchlorate,DJ,12mmx110mm,Refillable,Glass Body | 4 | 471.4 | 30.907 | 29.24 | PROX Lab
PERAS02 | Solu,Activity Standard, Perchlorate, 1000 ppm, 475 mL | 15 | 0 | 2.162 | 2.12
NA0IS01 | Solu,Ionic Strength Adjustor, 4M NH4Cl/NH4OH,475 mL | 10 | 60.91 | 2.162 | 2.12
NH31501-1F | Sub,pH,SJ,1F,Ammonia/CarboneDioxid,Int. | 0 | 0 | 0.021 | 0
GALVANIC-007 | Elec,Fluoride,#F001501-X06B,12x110mm,Solid State,Epoxy | 0 | 0 | 14.101 | 5.856
WJF-125 | Solu,Ammonia,Inner fill,125ml of 0.1M NH4Cl,#NH3IF01 | 0 | 23.24 | 1.482 | 0.994
273V528E3BRCV18 | Elec,pH,XV,SJ,12x115,clear epoxy,10K thermistor | 0 | 0 | 0 | 0
59002-24 | Elec,pH,DJM,#5673711CS-003B,110mm,Spear Tip,Ultem Body | 8 | 80.02 | 52.196 | 52.196 | PROX Lab
NAB1502-004B | Elec,Sodium,DJ,12mmX110mm,Glass body,PPB Range,Refill | 0 | 0 | 11.998 | 1.975
RF40270-30H-110 | Elec,Ref,DJ,12x110mm,Ag/AgCl,Ceramic Junction | 4 | 0 | 3.153 | 1.289
2010VPI-PT-3IU1 | Acce,Cable,VarioPin to Din/Single Banana,Ingold wiring,Porta | 0 | 0 | 14.971 | 0
A-306B-20H | Elec,pH,TB557,XVF,SPR,PT100,Kynar/Viton,LCJ,Tuff Tip | 0 | 445.16 | 58.134 | 58.134 | PROX Lab
NA71502SA-003B | Elec,Sodium,DJ,12x110mm,Side Arm,Refillable,Glass Body | 0 | 0 | 3.926 | 1.612
5991-18 | Elec,ORP,DJ,12mmX110mm,#5779861-003B,Platinium Band,Sealed | 1 | 92.83 | 29.809 | 29.809 | Lab-Ovh
1100052 | Elec,pH,GX5,SJ,12x115mm,Sealed,Polycarbonate,#PHPE130-10B | 62 | 22.99 | 8.359 | 5.209
JAF-015 | Solu,Reference Fill,KNO3 10% Liquid,125ml,#R001015 | 0 | 0 | 1.482 | 0
ISE63B | Elec,Calcium,DJ,Replacement Membrane,#CAL1522-003B | 0 | 0 | 10.941 | 14.345
5375-48 | CableAssembly,48"TycoBNCtoCut,2mmGoldSocket | 0 | 15.01 | 3.964 | 1.327
CHEMA-035 | Elec,pH,X-5,DJ,12x115mm,30K,#5733728A1-003BWI6 | 0 | 0 | 12.636 | 8.241
MK7Z10741110111 | Holder,MKVII-Z316SS,Modified Tip,7"insert,150SS Flange,Viton | 0 | 0 | 0 | 0
22172121 | Raw,O-Ring,Viton 75, 2-121, Brown Color | 124 | 2.19 | 0.42 | 0.22
22172124 | Raw,O-Ring,Viton 75, 2-124, Brown Color | 152 | 2.19 | 0.46 | 0.46
2705AAY-BD | Sub,Combo,pH,DJ,BD,10x85mmLength,14/15GJ,DoubleRefill | 0 | 0 | 16.712 | 10.341
CSPETNN-20/20 | Elec,Cond,Toroidal,20/20 Winding,Polypropelyen,3/4"NPTRearth | 0 | 1520.3 | 625 | 625
METROHM-001 | Elec,pH,SJ,GX2,12x75mm,Epoxy,2-205 Buna,#6733581-010BSB | 0 | 0 | 10.844 | 3.665
WJF-126 | Elec,Cond,K=0.5,4pin Graphite,30K TC,#5931344V20-10/8S | 0 | 0 | 0 | 0
JENCO-054 | Elec,Cond.,K=1.0,#C621-2-4-2-020T,10K,3/4"MNPT SS | 1 | 154.38 | 68.133 | 72.266 | PROX Lab
PC-5000-1415 | Elec,pH,GX2,SJ,#6273504S-6BTV22,10x110mm,Refill,14.2mm Cap | 2 | 0 | 43.573 | 3.514
7711AAV-VD | Sub,pH,DJ,VD,14/15GJ,12x120mm Length,Refill | 2 | 0 | 27.171 | 40.357
7711AAV-2 | Sub,pH,DJ,2,14/15GJ,12x120mm Length,Refill | 0 | 0 | 27.171 | 22.931
5711AAV-VD | Sub,pH,DJ,VD,6mm,12mm,7/15SleeveJunction,Refill | 5 | 0 | 44.883 | 42.335 | Lab-Ovh
5711AAV-2 | Sub,pH,DJ,2,6mm,12mm,7/15SleeveJunction,Refill | 0 | 0 | 18.298 | 16.523
7540AAV-1F | Sub,pH,SJ,1F,12x120mm Length | 0 | 0 | 0.06 | 0.02
XK20T3S | Elec,Cond,K=1.0,PT1K,Silicon(StrainRelief)#5771302S-32-10BU | 0 | 0 | 0.957 | 0.772
COND4D2F-120 | Sub,Conductivity,K=0.1,.165Int,2PlatFoil,12x120mm Length | 0 | 0 | 0 | 0
COND3A4B-140 | Sub,Conductivity,K=1.0,GlassBody,4PlatBand,12x140mm Length | 0 | 0 | 63.35 | 0
CONDD3A4B-120 | Sub,Condutivity,K=1.0,GlassBody,4PlatBand,12x120mm Length | 0 | 0 | 15.89 | 6.482
XK10T3 | Elec,Cond,K=1.0,#5731301-32-10BU,Graphite,12X110mm,PT1K | 11 | 46.31 | 4.707 | 3.35
CONF5B2B-080 | Sub,Conductivity,K=2.0,2PlatBand,6x080mm Length | 0 | 0 | 0 | 0
COND3E2B-037 | Sub,Conductivity,K=1.0,2PlatBand,8x037mm Length | 0 | 0 | 0 | 0
SAN621H21-7S-20 | Elec,Cond,K=1.0,316 SS,1.5" Sanitary,Peek Insert,PT100,20' | 0 | 0 | 0 | 0
COND3B2B-120 | Sub,Conductivity,K=1.0,2PlatBand,6x120mm Length | 0 | 0 | 30.372 | 5.6985
COND4B2F-120 | Sub,Conductivity,K=0.1,2PlatFoil,6x120mm Length | 0 | 0 | 20.075 | 0
A7792-420-2D | Sub,pH,DJ,2D,AutoClaveAble,420mm"A"Length,DoubleRefill | 0 | 0 | 0.329 | 0.053
TITRO-011 | Elec,Silver,DJ,#6770801S-003R,12x110mm,Refillable,14.22Cap | 0 | 0 | 0 | 0
TITRO-012 | Elec,Plat,SJ,12X110mm,#6779601S-003R,SingleRefill,14.22mmCap | 0 | 0 | 75.779 | 0
A7792-610-2D | Sub,pH,DJ,2D,AutoClaveAble,610mm"A"Length | 0 | 0 | 0.485 | 0
PTT183-30T | Elec,pH,X2F,DJ,3/4" BSP PVC,Tuff Tip,5mm Cable,Blue Boot | 0 | 0 | 0 | 0
METR-003 | Elec,Ref,Calomel,Grd Joint,Wick,Refill,6x126mm, 28mm | 0 | 0 | 0 | 0
DOW-009 | Elec,pH,DJ,XVD,61x75"x.840,CPVC,SSTC(AD590KF)Wick,6PINF,43"f | 9 | 0 | 69.504 | 53.1
77020335 | Raw,Connector,Phone Plug,3.5mm Triax | 1412 | 0 | 1.16 | 1.16
NS-BULB-BD | BD dark blue, pH glass formulation | 0 | 0 | 0 | 0
SA95-420 | Sub,pH,SJ,NB,AutoClaveAble,420mm"A"Length | 0 | 0 | 0.07 | 0.024
L-1000 | Elec,pH,Mono,L&N Cap,X-VD,12x100mm | 3 | 133.64 | 19.435 | 1.114 | Lab-Ovh
15381504 | MRO,Needle, Amber SS 15Ga, Amber Hub 1/2''L | 0 | 0 | 0.477 | 0.477
DESIGN-048 | Elec,ORP,Double Plat,DJ,12mmX110mm,1/2"MPT cap | 2 | 0 | 40.078 | 0
5991-08 | Elec,Plat,SJ,#5779685-003B,12x110mm,Glass | 2 | 77.18 | 30.194 | 30.194 | Lab-Ovh
K-000E-3IU1 | Elec,pH,XVD,WICK,110mmGlassBody,PT1K,CustomCap for Portamess | 1 | 305.64 | 33.01 | 31.908 | PROX Lab
33380750 | Ceramic Rod,.750"OD x 6"L,L5 Steatite material | 228 | 0 | 2.3 | 4.1666
11250006 | Raw,Wire,Platinum, 99.99% pure, 0.006"Dia | 400.74 | 0 | 3.157 | 3.157
00040040 | Nipple,1"x Closed,Hast C,sch40 | 6 | 0 | 91.67 | 91.67
V-700J-3BG | Elec,pH,X-V,DJ,12x115mm,Epoxy,30K,BNC/3.5G,Guard,Sealed,RFV | 0 | 0 | 11.815 | 0
ELM-136 | Elec,pH,DJ,XVD,SPR,TB557,#A-3000-6B | 0 | 120.97 | 24.424 | 6.268 | PROX Lab
7593AA-BD | Sub,pH,SJ,BD,12x120mm Length | 36 | 0 | 1.689 | 0.005
00190104 | Connector Fitting,1/2"T x 1/2"NPT male,SS Body only | 13 | 0 | 6.09 | 6.09
SI1L1V1D-125 | Sub,Stem,ORP,125mm Length | 5 | 0 | 20.669 | 16.658 | Lab-Ovh
59001-34 | Elec,pH,X-BD,DJ,#577V701W-003B,12mmX110mm,1 Wick,Refillable | 2 | 84.32 | 16.344 | 16.344 | Lab-Ovh
7793A5A-VD | Sub,pH,DJ,VD,12x120mm Length,1Wick | 14 | 0 | 0.224 | 0.16
ELECD-050 | Elec,Galvanic,#025NG25-186-01,12x186mm,DL | 0 | 0 | 0 | 0
ELECD-051 | Elec,pH,X-2D,DJ,#SA73792-186-DL,186mm"A"lengt,Autoclavable | 0 | 155.42 | 0 | 0
V-0PHB-F6 | Elec,pH,X-VD,DJ,12x110mm,PT100,HP,RFL,PTSolGrnd,SPR,Wick | 1 | 366.86 | 67.726 | 23.841 | Lab-Ovh
ELM-138 | Elec,pH,X-VD,DJ,100 ohm,3/4"MPT Kynar W/Grd,SPR,#V-400B-16BH | 2 | 141.17 | 42.492 | 42.492 | PROX Lab
V-500B-VPR | Elec,pH,X-VD,DJ,1"MNPT Kynar,Guard,Annular Junct,100 ohm | 0 | 0 | 50.154 | 18.895
13-620-632 | Elec,pH,FS5D,DJ,12x106mm,Glass Body,10K,Refill,BNC/2.5 Phone | 5 | 113.61 | 34.356 | 34.356 | Lab-Ovh
SI1R1V2A-100-VF | Sub,Stem,pH,DJ,VF,8.3mm(.325") OD X 100mm Length | 42 | 0 | 1.781 | 1.781 | Lab-Ovh
SI1R1V2A-140-2F | Sub,Stem,pH,DJ,2F,140mm Length | 0 | 0 | 0.017 | 0.014
SI1R1V2A-140-VF | Sub,Stem,pH,VF,DJ,140mm Length | 3 | 0 | 1.787 | 1.719 | Lab-Ovh
SI1R1V2B-140-VD | Sub,Stem,pH,VD,140mm Length | 13 | 0 | 0.018 | 0.017 | Lab-Ovh
ELECD-054 | Elec,pH,GX1,SJ,#6732525-010B,12.5x90mm,Sealed Reference | 0 | 0 | 0 | 0
ELECD-055 | Elec,SJ,#6739625-010B,12.5x90mm,Sealed Reference | 0 | 0 | 0 | 0
00111051 | Raw,Tubing,Kynar Black, 1.05"OD x.500"ID,+/-.010" on OD&ID | 80 | 0 | 19.55 | 19.55
99030039 | Raw,Wire,C-49,26 ga, Yellow Color Teflon Coated | 920.5 | 0 | 0.173 | 0.173
V-710J-3BG | Elec,pH,X-V,DJ,Tuff Tip,12x110mm,Epoxy Guard,30K,SPR | 0 | 0 | 13.944 | 5.665
19BP6644-F6 | Elec,Plat,2Bands,T/L,DJ,100 ohm TC,Sol Grnd,SPR | 0 | 608.49 | 56.945 | 53.141 | Lab-Ovh
00110212 | Raw,Barstock,Kynar Black 2-1/2"diameter | 8 | 0 | 149.63 | 149.63
BP600-10B-B170 | Elec,pH,X-2D,DJ,12x170mm,Washer & Teflon | 0 | 0 | 0 | 0
BP900-10B-B170 | Elec,Plat,DJ,12x170mm | 0 | 0 | 0 | 0
GALVANIC-008 | Elec,Reference,DJ,#5771427CN-3B,12X110mm,Refill,10%KNO3 fill | 0 | 0 | 6.123 | 3.007
INW-012 | Elec,Con,K=0.35,4 Graphite,Black PVC ,30K,see drw | 0 | 0 | 0 | 0
JAF-016 | Solu,FluorideActivityStandard,1000ppm,475mL,#F00AS02 | 0 | 0 | 2.162 | 1.621
6700002 | Acce,Bottle,Elec Storage w/DrilledCap&Gromment,10ml #650041 | 0 | 1.03 | 0.21 | 0.21
PHC2401-7 | Elec,pH,SJ,X-1,red rod,12mmx103mm,Refill with KCl Super Sat | 0 | 0 | 0 | 0
59001-36 | Elec,pH,DJ,XBD,#577V794W-003B,12X110mm,Wick,Sealed,Glass | 6 | 84.73 | 24.64 | 23.436 | PROX Lab
77021142 | Raw,Connector,SMA Gold Straight Plug w/threads | 110 | 0 | 4.56 | 4.56
V-320E-20H-36 | Elec,pH,MK1A,X-VD,PT1000,Kynar/Viton,3/4" Top thread,36" | 0 | 0 | 0 | 0
AWE-035 | Elec,Water Hardness,DJ,12x110mm,Refill,Glass,#WHA1502-003B | 0 | 223.93 | 46.077 | 12.295 | PROX Lab
00050037 | Raw,Tubing,Epoxy, Red, 0.242"OD x 0.030"wall | 1749.833 | 0 | 3.49 | 3.49
ELM-139 | Elec,Ammonium,DJ,#NH41504-DLGSP,12mmX120mm,Glass,Sealed | 3 | 168.48 | 29.243 | 27.575 | PROX Lab
ISTEK-234 | Elec,pH,SJ,XV,#567V510-003B,8mmx250mm,Refillable | 0 | 0 | 0 | 0
00020750 | Raw,Barstock,Brass 3/4"diameter, standard grade | 0 | 0 | 15.1133 | 15.1133
1600621 | Housing,Kynar,1"NPT,F/PG13.5,For 12x120mm Elec,VitonO-Ring | 12 | 339.32 | 13.556 | 10.93
A-5001-15BT-100 | Elec,pH,TB561,X-VD,3Kohm,Kynar/Viton,Insert w/Flange,100mm | 0 | 410.54 | 50.223 | 0
COVIDIEN-002 | Elec,Plat Band/Disk,MK7,DJ,2IM,Wick,EPDM,Sol.Grnd,2BT3 | 2 | 496.12 | 56.887 | 56.887 | Lab-Ovh
36809 | Elec,pH,SJ,XVD,#577V593-003B,12mmX110mm,Sealed Reference | 0 | 0 | 7.28 | 1.173
36815 | Elec,pH,XVD,SJ,#573V528RA1-3BRCA,12x115mm,Epoxy,30K,Refill | 0 | 0 | 0 | 0
36818 | Elec,pH,XVD,SJ,#573V528RA1-5BPW8,12x115mm,Epoxy,30K,Refill | 0 | 0 | 0 | 0
36821 | Elec,pH,SJ,X-V,#573V528A1-5BPW8,12x115mm,30k,Epoxy | 0 | 0 | 0 | 0
36806 | Elec,pH,SJ,XV,#573V503-003BB,SpringLoaded,Phree-Flow,BNCBoot | 0 | 0 | 0 | 0
DESIGN-050 | Elec,pH,X-2,SJ,12x115mm,Annular Junction,#2732530-010B | 0 | 0 | 14.144 | 4.985
1502302 | Raw,Nipple,1/2" x 1-1/8"Closed SS 304,sch 40 | 146 | 0 | 1.4 | 1.4
ISTEK-235 | Elec,pH,XVD,DJ,#V-7000-10H,12x115mm,Frit,FixedGrd,RFV,NoLogo | 0 | 34.85 | 18.166 | 18.166 | Lab-Ovh
ISTEK-236 | Elec,pH,XVD,DJ,12x115mm,Frit,FixedGrd,RFV,NoLogo,#V-7000-15T | 0 | 0 | 11.067 | 0
6580HT | Elec,Ref,Mono,CPVC Body,PTFE Junction,w/male gold pin conn. | 5 | 80.65 | 2.874 | 29.723
6581HT | Elec,pH,Mono,CPVC Body,Guarded Tip,3" Lead Wire w/Spade Lugs | 3 | 55.85 | 2.004 | 0.292
655481HT | Elec,pH/ORP,Mono,CPVC Body,GuardedTip,3"LeadWire w/SpadeLugs | 0 | 0 | 0 | 0
6565HT | Elec,pH/ORP,CPVC Body,PTFE Junction with Lemo Connector | 0 | 0 | 0 | 0
00220138 | Raw,Barstock,PVC 1-3/8"dia.Gray Color | 125 | 0 | 4.17 | 4.17
5501A5AV-110-2 | Sub,pH,SJ,2,6x110mm Length,Refill,1Wick | 0 | 0 | 0.007 | 0
9016920 | Elec,pH,X-5KT,SJ,Rana#PHC729,12x123mm,RR,Subassy,Micro30K | 7 | 94.42 | 23.103 | 23.103 | PROX Lab
CONTROL-001 | Elec,pH,DJ,VF,#A5VV01S10EBT100S,Ceramic,TT,Flange,3K,Special | 0 | 232.08 | 0 | 0
CONTROL-002 | Elec,pH,DJ,VF,#A5VV01ST10EBT100S,Teflon,TT,Flange,3K,Special | 0 | 0 | 0 | 0
SE707/1 | Elec,Knick,Oxy,Analog,12mmx120mm,SS Body,Trace Measurements | 0 | 0 | 4076 | 4076
5511AAV-2 | Sub,pH,SJ,2,6mm,12mm,7/15SleeveJunction,Refill | 0 | 0 | 18.311 | 0
7791A7A-095-2 | Sub,pH,DJ,2,12x095mm Length,2Wick | 0 | 0 | 0.06 | 0.029
LH-021 | Elec,Cyanide,Mono,12mmX110mm,Epoxy body,#CN01501-003B | 0 | 0 | 10.777 | 3.978
TOPAC-005 | Elec,pH,DJM,110mm,Spear Tip,Ultem Body,#5673511CS-003B | 0 | 92.82 | 44.186 | 29.34 | PROX Lab
5993-36 | Elec,pH,X-2,DJ,PT1K,#3983701-010TV10 | 0 | 81.83 | 82.895 | 11.855
TOPAC-006 | Elec,Cond.,K=1.0,Plat,12mmX110mm,PT1K,Glass,#5771302-32-3BU | 0 | 0 | 53.386 | 16.791
201010-1 | Elec,pH,SJ,X-5,#5733526-003B,12mmX115mm,Epoxy Body | 0 | 0 | 0 | 0
TOPAC-007 | Elec,Cond,K=1.0,#5571302F-32-3BU,6x110mm,Plat Foil,PT1K | 0 | 0 | 11.417 | 5.912
ISTEK-239 | Elec,Temp Comp,6x110mm,Epoxy,30K TC,#5531001-003G2.5V20 | 0 | 0 | 0 | 0
BCE-024 | Elec,Copper,DJ,12mmX110mm,Sealed,Glass.#YVL75A0241 | 3 | 193.67 | 43.585 | 0
PROM-004 | Elec,pH,X2,1.5"Sanitary,2-215VitonTeflonJunc,#TP562200TSS7 | 0 | 0 | 0 | 0
ELH-080 | Elec,pH,XV,DJ,#573V728A4-3RU,12x115mm,PT1K,Sealed | 0 | 0 | 0 | 0
5739602-300-3B | Elec,Plat,SJ,12mmX300mm,Epoxy Body | 0 | 0 | 0 | 0
D-G755PEK300-F4 | Elec,Oxygen,Galvanic,316SS,PT1K,12X300mm,PG13.5,4 Pin DL | 1 | 0 | 22.238 | 19.086
SZ669.R1 | Acce,Membrane Kit (PK/3),#M0330P1-K1, Memb & Orings and Solu | 0 | 62.58 | 28.212 | 24.129
476130 | Elec,Ammonia,#NH31501C-003B,Special,2 Cap + 8x1mm O-Ring | 0 | 0 | 0.09 | 0.94
COLE-205 | Elec,pH,LPH,SPR,KCl,Epoxy,Wick,12x120,S8 connecter,#LPH-100 | 0 | 0 | 0.466 | 0.047
REFSPIRAL1-30 | Sub,Spiral Reference | 0 | 0 | 0.047 | 0
REF5-100 | Sub,MonoRefernce | 0 | 0 | 0 | 0
G55600-45 | Sub,Ref,DJ,SideArm,Orion Replacement | 0 | 0 | 0 | 0
1E-1097 | Sub,Elc,pH,TrippleJunction | 0 | 0 | 0 | 0
WD-00654-07 | Solu,9.18 Buffer,475ML,ORDER FROM OAKTON | 0 | 17.9 | 12.1 | 12.1
5995-40 | Elec,pH,X-BF,SJ,#1933534-010T,1/2"MNPT,KynarHsng,CerTuffTip | 0 | 0 | 7.209 | 1.781
A-316B-10H | Elec,pH,,XVF,SPR,PT100,Kynar/Viton,Tuff Tip,Plat(SolGrd)557 | 0 | 0 | 0 | 0
27020-26 | Elec,pH,DJ,XBF,#TP531BV10S10EB,PT1K,1"NPTKynar,CeramicTufTip | 1 | 111.85 | 50.109 | 43.134 | Lab-Ovh
V-011B-20H-213 | Elec,pH,Ryton Cap,X-VD,DJ,SPR,PT100,12x213mm,Plat Band | 0 | 0 | 21.434 | 10.525
33385180 | Raw,Ceramic Rod,1.14mm(.045")ODx12.7mm(.500"L)Cordierite | 301 | 0 | 1.72 | 1.72
22191462 | Raw,Spring,Compression, .470"ODx.395"IDx.500"l,304SS,.038"wi | 2045 | 0 | 0.47 | 0.47
44001144 | Label,Sticker 2"Clear Round for boxing dept | 6930 | 0 | 0.014 | 0.01499
INW-021 | Elec,Con,K=0.35,4 Graphite,Black PVC,30K,see drwg | 19 | 88.4 | 36.621 | 36.621 | PROX Lab
INW-019 | Elec,pH/Plat,Mono,XVD,Black PVC,new dimensions,see drawing | 2 | 76.05 | 41.856 | 39.942 | Lab-Ovh
00181005 | PNS,Foil,Copper .005"thick x 1"wide x 50 lb coil,soft temper | 0 | 0 | 17.57 | 17.57
99031865 | Wire,C-65,Hook-up,18ga Black PVC Jacket | 0 | 0 | 0.488 | 0.488
77005319 | Raw,Connector,Test Clip,Solid Copper Auto Test Clip | 0 | 0 | 3.33 | 3.33
77005320 | Raw,Boot,Clip Boot for Test Clip,Black Color | 0 | 0 | 1.44 | 1.44
BCT10 | Elec,Cond,Toroidal,1.5"CPVC,0-10mS=4-20mA,20foot,#C3254.1 | 0 | 291.42 | 181.637 | 162.738 | Lab-Ovh
BCT100 | Elec,Cond,Toroidal,1.5"CPVC,0-100mS=4-20mA,20Ft,#C3254.2 | 0 | 302.24 | 182.747 | 165.551 | Lab-Ovh
BCT1000 | Elec,Cond,Toroidal,1.5"Kynar,0-1000mS,4-20mA,20ft,#C3254PS.3 | 0 | 303.96 | 258.165 | 215.999 | Lab-Ovh
JAF-018 | Solu,Standard,Chloride,1000 ppm,#CLOAS02,475 mL | 0 | 0 | 2.162 | 0
C35B471-20H | Elec.Cond.K=1.0,316SS,Peek Insulator,PT100,w/BV,7"Ins,20FT | 0 | 1257.54 | 357.174 | 322.955 | Lab-Ovh
C35B473-20H | Elec,Cond.K=1.0 316SS,Peek Insulator,PT100,w/BV,12"ins,20FT | 0 | 0 | 206.5 | 206.5
MS3400X-160 | Module,Knick,Memosense,for Protos unit | 0 | 990.82 | 464.81 | 464.81
MK7Z11431110213 | Holder,MKVII-Z,316SS,Viton,1 1/2"150lbThreadFlange,14"Insert | 0 | 2071.95 | 721.009 | 169.41
WJF-129 | Elec,pH,DJ,XVF,Ceramic Tuff tip,Kynar,#TP511VV01S20ET | 0 | 0 | 0 | 0
THERMO-001 | Elec,Cond,K=1.0,12x110 SS,SS Pins,PTFE,#5751301F-3A1-3BG2.5 | 0 | 0 | 0 | 0
R-10KB-16H-36 | Elec,pH,Live Tap,X-VD,PT100,Titan/Kynar/Kalrez,1x36" | 0 | 1041.81 | 0 | 0
V-20KB-3BT | Elec,pH,MK7,X-VD,DJ,SPR,PT100,Ryton/Simriz,O-Ring | 0 | 469.09 | 67.679 | 48.744 | Lab-Ovh
CE-2000-F22 | Elec,Cond,Toroidal,O-200mS,KYNAR,20'T,#C3254PS.22 | 0 | 0 | 128.444 | 91.774 | Lab-Ovh
1500468 | Raw,Flange,Titanium 2"x 150#,Raised Face Blind,Grade 2 | 63 | 0 | 310 | 310
BEIJ-089 | Elec,Sodium,DJ,#NA71505S-003B,12x110mm,Epoxy,125ml 1000ppm | 0 | 0 | 0 | 0
V-5WKB-10H | Elec,pH,XVD,DJ,PT100,Simriz Oring,1" NPT Kynar | 0 | 547.03 | 69.241 | 33.45
XP21T3 | Elec,pH,X-VD,SJ,#577V521-010BUV10,12x110mm,PT1000 | 0 | 0 | 11.038 | 3.572
2774 | Elec,pH,XVF,DJ,CPVC,PT1K,4 Pin F,LCJ,3/4"NPT w/1.5"Flange | 0 | 0 | 0 | 0
2775 | Elec,Plat,DJ,CPVC,3K,4 Pin F,LCJ,1.5"Flange | 0 | 0 | 0 | 0
KVL-325 | Elec,Antimony,DJ,MKVII,Simriz SZ485,PTFE Body,PT100,w/2 BT | 2 | 601.42 | 77.67 | 62.74 | PROX Lab
4001786601 | Elec,pH,DJ,XVF#P822VV12T25HS23,3/4"NPT,TefTuff,23mmIns,PT100 | 0 | 0 | 35.216 | 14.985
ELECD-057 | Elec,Ref,SJ,#5771423-001U,12x110mm,Ceramic,Refillable | 0 | 0 | 0 | 0
ELECD-058 | Elec,Reference,#5771424-001U,12x110mm,Calomel,Refillable | 0 | 0 | 0 | 0
PHE-6351-10PT1K | Elec,pH,X-2,SJ,#3983501-010BPT1K,Submersion | 1 | 95.27 | 85.268 | 81.067
DOW-010 | Acce,Cable,Adapts 6pin F to Dual Alligator Clips, PMMI Specs | 0 | 0 | 13.598 | 13
V-405B-2BT-125 | Elec,pH,X-VD,DJ,3/4"MPT,PT100 ohm,LCJ,125mm Insertion,SPR | 13 | 349.32 | 39.066 | 10.605
KVL-332 | Elec,pH,XVD,DJ,T/L,100 ohm TC,SolGrnd,4'H | 0 | 0 | 20.096 | 10.407
4002050801 | Elec,pH,DJ,XVF#P822VV1233HS,3/4"NPT,CerTuff,1.75"ins,PT100 | 0 | 0 | 0 | 0
NH42604-S7 | Elec,Ammonium,DJ,12x110mm,Glass Body, Sealed,SPR | 0 | 0 | 0 | 0
WJF-130 | Elec,pH,XVF,DJ,Ceramic Tuff Tip,3K,#TP571VV01S-10BT | 2 | 206.05 | 64.382 | 63.599 | PROX Lab
WJF-131 | Nipple,Kynar18-TPIx1"0.800 OD,ForUseW/TB557Sensor,#1602300 | 0 | 0 | 7.393 | 1.61
ISTEK-242 | Elec,pH,DJ,XVD,12mmX425mm,Glass,PT100,TempH,#I-1T0B-F4-425 | 0 | 0 | 19.285 | 0
657V504S-006B | Elec,pH,SJ,XV,6mmx110mm,Refillable,GlassBody,14.22mm Cap | 0 | 0 | 6.26 | 2.877
P72170003T30AB | Elec,pH,Antimony,DJ,Notched Teflon,Teflon cable,3/4"MPT | 0 | 0 | 0 | 0
15300018 | Raw,Bottle,Cylindrical 2oz,Natural Color w/white cap | 214 | 0 | 0.13 | 0.13
00030138 | Raw,Barstock,CPVC 1-3/8"dia | 35 | 0 | 8.5 | 8.5
DESIGN-053 | Elec,pH,X-5,SJ,12x110mm,AJ,1/2"NPT,#2732530.5-110-S7 | 0 | 0 | 0 | 0
TOPAC-008 | Elec,Perchlorate,DJ,#PER1502-003B,12x110mm,Refill,Glass Body | 4 | 0 | 17.312 | 26.439
ISTEK-244 | Elec,pH,DJ,XVD,12x120mm,Washer&Teflon,TempH,#I-1T00-S8-120 | 1 | 107.62 | 37.343 | 37.343 | PROX Lab
94785-02 | Elec,Sodium,DJ,#NAB1502-003B,12X110mm,Glass,PPB Range,Refill | 0 | 0 | 1.239 | 0.646
V-0000-10B-105 | Elec,pH,Ryton Cap,X-VD,DJ,SPR,No TC,12x105mm | 0 | 0 | 6.894 | 4.027
273V528-3BRCV18 | Elec,pH,X5,SJ,12x115,clear epoxy,10K ther | 0 | 0 | 0 | 0
JAF-019 | Elec,Platinum,SJ,#5779601-003B,12x110mm,Refillable | 5 | 0 | 32.971 | 7.364
JAF-020 | Solu,Reference Fill,125ml Bottle,KCl,4M Liquid,#R001013 | 0 | 0 | 1.482 | 1.439
00190138 | Raw,Barstock,Hex Bar 1-3/8",316 SS | 35 | 0 | 25.68 | 25.68
PHENO-004 | Acce,Cable,Extension,F/BNC to 2 M/BNC,#99001048-X06B2 | 0 | 19.79 | 3.733 | 2.037
A-3NK1-10BH | Elec,pH,TB557,X-VD,SPR,3Kohm,Kynar/Kalrez,w/nipple | 0 | 577.82 | 137.311 | 137.311 | Lab-Ovh
ISTEK-245 | Elec,Cond,K=10.0,#573130261-30BRCA,Plat,12x130mm,PT100,Epoxy | 0 | 0 | 0 | 0
BP600-010T-B120 | Elec,pH,X-2D,DJ,12x120mm,Washer & Teflon | 0 | 0 | 11.286 | 2.419
I-11WB-F6-225 | Elec,pH,DJ,XVD,Wick,PT(Solgrnd)12X225,PT100 | 1 | 447.75 | 112.303 | 77.262 | PROX Lab
59001-82 | Elec,pH,SJ,X5,12.5mmX90mm,Epoxy body,Silicone,#6732525S-010B | 1 | 47.99 | 25.206 | 25.206 | PROX Lab
OMEGA-002 | Elec,pH,LPH,SPR,#LPH-100,KCl,Epoxy,Wick,12x120,S8 connecter | 0 | 0 | 0 | 0
OMEGA-006 | Elec,Sodium,DJ,#NAB1502-S7,12x110mm,Glass,PPB Range,Refill | 0 | 0 | 0 | 0
CA/MS-001XFA-L | Acce,Cable,Knick,Memosens,1 Meter Length,for Portavo | 1 | 0 | 269 | 269
SE715/1-MS | Elec,Knick,DO,22k,12x120mm,Memosens,for Portavo | 0 | 0 | 1161 | 1161
TP571VW12SKT6B | Elec,pH,DJ,XVD,TB557,PT100,TeflonTuffTip,Kalrez O-ring | 0 | 0 | 0 | 0
44001618 | PNS,Bags, Clear Ziplock 16'' x 18'', 2mil, Shipping 1 Gal. | 0 | 0 | 0.31 | 0.31
00190103 | Raw,Connector,Fitting 1/4"T x 1/8"P,Male,SS316 | 5 | 0 | 5.13 | 5.64
ISTEK-246 | Elec,Cond,K=0.1,Graphite,12x110mm,EpoxyBody,#57313014110BRCA | 0 | 0 | 3.294 | 2.281
93X219134 | Elec,DualPlatWires,#13-620-123,12x106mm,25"L/N with Dual Pin | 0 | 63.08 | 30.349 | 20.584 | PROX Lab
5539802120-003B | Elec,Plat,DJ,6mmX120mm,Epoxy Body | 0 | 0 | 0 | 0
ELM-140 | Elec,pH,XVD,DJ,#273V7283BRCV18,12X115,Clear Epoxy,10k,5M KCl | 0 | 0 | 0 | 0
C19E414-20H | Elec,Cond,K=1.0,316SS/TFE,TC 1K ohm,T/L | 0 | 276.96 | 11.293 | 5.355
44009017 | Sleeve,Custom 9"Electrode Sleeve for Processing PH | 6381 | 0 | 0.35 | 0.35
44009018 | Sleeve,Custom 9"Electrode Sleeve for Processing Redox | 4600 | 0 | 0.35 | 0.35
R001001 | Solu,Electrode Storage,KN03/pH4,50/50 ratio,475 mL | 0 | 0 | 2.162 | 6.382
NCCS-200K | Elec,Cond,Toroidal,O-200mS,CPVC,20'T,#C3254.22 | 0 | 0 | 0 | 0
NCCS-1000K | Elec,Cond,Toroidal,1.5"CPVC,0-1000mS=4-20mA,20'T,#C3254.3 | 0 | 0 | 181.792 | 104.54 | Lab-Ovh
JAF-021 | Elec,Calcium,DJ,12x110mm,Refillable,Epoxy,#CAL1508-003B | 0 | 0 | 0 | 0
JAF-022 | Solu,Activity Standard,Calcium,1000 ppm,#CALAS02 | 0 | 0 | 2.377 | 1.661
1893701 | Toroidal,CPVC,Housing only,1.5"MNPT,#C3254.00 | 24 | 52.41 | 44.043 | 44.043 | Lab-Ovh
44344759 | Raw,Bulb Cap,Black EPDM material for Honeywell | 304 | 0 | 0.1631 | 0.16
ELECD-059 | Elec,pH,DJ,XV,#196V737-020B,3/4"NPT Ryton with guard | 0 | 0 | 0 | 0
A-2001-30H | Elec,pH,TB551,XVD,DJ,SPR,3Kohm,Kynar/Viton | 2 | 559.51 | 84.703 | 79.643 | PROX Lab
R-90EB-20H-06 | Elec,Plat,LiveTap,6"TitaniumTube,EPDMOrings,6"Tube,20'Hanked | 1 | 675.6 | 88.593 | 84.658 | Lab-Ovh
P7219000S15EB | Elec,Plat,DJ,3/4"MPT Ryton,Ceramic Tuff Tip | 0 | 0 | 0 | 0
P721VW12S15EB | Elec,pH,DJ,XVF,3/4"MPT Ryton,PT100,Ceramic Tuff tip | 0 | 0 | 0 | 0
PRO-012 | Elec,pH,X-2D,DJ,#BP635-DSP-B275,12x275mm,W/Washer,w/Logo | 3 | 162.32 | 15.113 | 15.172
IMR-001 | Elec,Ref,DJ,Half-Cell,Ceramic,6mmx254mm,KClw/NaOH,SeeDrawing | 8 | 284 | 41.204 | 38.005 | PROX Lab
HACH-035 | Elec,pH,XVD,SolG,12x110,PT1K,Wick,3"Wire,No Cap,Differential | 0 | 0 | 0 | 0
ISTEK-249 | Elec,pH,XV,DJ,12x115mm,Frit,Guard,RFV,WaterProof,#V-7000S-3B | 1 | 52.16 | 9.307 | 3.68
ISTEK-250 | Elec,pH,XV,DJ,#V-700BS-10BRCA,12x115,PT100,Guard,WaterProof | 0 | 0 | 17.307 | 7.132
ELECD-062 | Elec,pH,X-2D,DJ,#SA73792-250-DL,Sealed,Autoclavable | 0 | 141.73 | 0 | 0
C32-017-HB | Sub,Cable,HB,C32,17 Feet,Spade lug:77282226,Cable:99030045 | 0 | 0 | 7.517 | 7.542 | Lab-Ovh
C32-018-BB | Sub,Cable,BB,C32,18 Feet,Male BNC:77020104,Cable:99030045 | 0 | 0 | 5.207 | 0
C32-015-BB | Sub,Cable,BB,C32,15 Feet,Male BNC:77020104,Cable:99030045 | 0 | 0 | 5.046 | 5.046 | Lab-Ovh
C32-017-BB | Sub,Cable,BB,C32,17 Feet,Male BNC:77020104,Cable:99030045 | 490 | 0 | 4.17 | 3.5 | Lab-Ovh
C32-010-HA | Sub,Cable,HA,C32,10 Feet,Connector:77280014,Cable:99030045 | 0 | 0 | 4.777 | 4.777 | Lab-Ovh
C32-010-BB | Sub,Cable,BB,C32,10 Feet, Non Boot Assembly | 17088 | 0 | 3.19 | 2.6803
C32-010-BE | Sub,Cable,BE,C32,10 Feet,Green Boot | 6098 | 0 | 3.213 | 2.7
C32-011-BB | Sub,Cable,BB,C32,11 Feet,Male BNC:77020104,Cable:99030045 | 0 | 0 | 3.498 | 0
C32-013-BB | Sub,Cable,BB,C32,13 Feet,Male BNC:77020104,Cable:99030045 | 2901 | 0 | 3.5689 | 3.5689
C32-010-CD | Sub,Cable,CD,C32,10 Feet , See Note | 0 | 0 | 6.57 | 5.328 | Lab-Ovh
C32-006-BC | Sub,Cable,BC,C32,6 Feet,See Note | 0 | 0 | 3.522 | 3.522
C32-010-BG | Sub,Cable,BG,C32,10 Feet,See Note | 0 | 0 | 3.476 | 0
C32-010-BH | Sub,Cable,BH,C32,10 Feet,See Note Red Boot | 1 | 0 | 4.619 | 3.374 | Lab-Ovh
C32-010-BD | Sub,Cable,BD,C32,10 Feet,See Note | 0 | 0 | 4.878 | 4.878 | Lab-Ovh
C32-010-BC | Sub,Cable,BC,C32,10 Feet, Blue Boot See Note | 4282 | 0 | 3.6533 | 3.0681
C32-007-BB | Sub,Cable,BB,C32,7 Feet,Male BNC:77020104,Cable:99030045 | 0 | 0 | 2.521 | 1.334
C32-010-TC | Sub,Cable,TC,C32,10 Feet,Strip and Tin,Cable:99030045 | 0 | 0 | 3.54 | 3.54 | Lab-Ovh
C32-005-BB | Sub,Cable,BB,C32,5 Feet,Male BNC:77020104,Cable:99030045 | 300 | 0 | 2.261 | 1.9 | Lab-Ovh
C32-006-TC | Sub,Cable,TC,C32,6 Feet,Strip and Tin,Cable:99030045 | 0 | 0 | 6.832 | 0
C32-006-IA | Sub,Cable,IA,C32,6 Feet,German Din:77180223,Cable:99030045 | 0 | 0 | 6.427 | 0
C32-003-RA | Sub,Cable,RA,C32,3 Feet, See Note | 0 | 0 | 36.015 | 36.015 | Lab-Ovh
C32-003-AB | Sub,Cable,AB,C32,3 Feet,See Note | 0 | 0 | 15.169 | 15.169
C32-003-BC | Sub,Cable,BC,C32,3 Feet Blue Boot, See Note | 923 | 0 | 2.261 | 1.9
C32-003-AA | Sub,Cable,AA,C32,3 Feet,See Note | 0 | 0 | 9.665 | 0.975
C32-004-BB | Sub,Cable,BB,C32,4 Feet,Male BNC:77020104,Cable:99030045 | 0 | 0 | 2.931 | 2.931 | Lab-Ovh
C32-004-BC | Sub,Cable,BC,C32,4 Feet,See Note | 0 | 0 | 3.033 | 3.033 | Lab-Ovh
C32-X42-AB | Sub,Cable,AB,C32,42 Inches,See Note | 0 | 0 | 18.867 | 18.628 | Lab-Ovh
C32-003-BG | Sub,Cable,BG,C32,3 Feet,See Note | 0 | 0 | 1.646 | 1.646 | Lab-Ovh
C32-003-BB | Sub,Cable,BB,C32,3 Feet,Male BNC:77020104,Cable:99030045 | 3280 | 0 | 2.2656 | 1.9039 | Lab-Ovh
C32-003-BH | Sub,Cable,BH,C32,3 Feet, Red Boot, See Note | 857 | 0 | 2.058 | 1.91
C32-003-BY | Sub,Cable,BY,C32,3 Feet , See Note | 0 | 0 | 1.5 | 0.835
C30-010-BB | Sub,Cable,BB,C30,10 Feet,Male BNC:77027079,Cable:99030014 | 0 | 0 | 5.295 | 5.25 | Lab-Ovh
C30-017-TC | Sub,Cable,TC,C30,17 Feet,Strip and Tin,Cable:99030014 | 0 | 0 | 7.543 | 7.543 | Lab-Ovh
C30-005-BB | Sub,Cable,BB,C30,5 Feet,Male BNC:77027079,Cable:99030014 | 0 | 0 | 2.808 | 0
C01-010-BZ | Sub,Cable,C1,BZ,10 Feet,Male BNC:77020104,Cable:99030028 | 0 | 0 | 6.744 | 5.245
C27-005-BB | Sub,Cable,BB,C27,5 Feet,Male BNC:77020104,Cable:99030043 | 0 | 0 | 3.093 | 2.44 | Lab-Ovh
C24-005-UA | Sub,Cable,UA,C24,5 Feet,4mm Banana:77020781,Cable:99220082 | 0 | 0 | 3.561 | 1.512
C24-003-DA | Sub,Cable,DA,C24,42 Inches,See Note | 0 | 0 | 3.718 | 3.718 | Lab-Ovh
C24-003-UA | Sub,Cable,UA,C24,3 Feet,4mm Banana:77020781,Cable:99220082 | 0 | 0 | 2.768 | 0
C32-030-CD | Sub,Cable,CD,C32,30 Feet, See Note | 0 | 0 | 11.332 | 9.185
C32-030-TD | Sub,Cable,TD,C32,30 Feet | 6 | 0 | 8.333 | 8.333 | Lab-Ovh
C32-020-BC | Sub,Cable,BC,C32,20 Feet,See Note | 0 | 0 | 6.941 | 6.941 | Lab-Ovh
C32-020-BB | Sub,Cable,BB,C32,20 Feet,Male BNC:77020104,Cable:99030045 | 33 | 0 | 6.854 | 6.854 | Lab-Ovh
C32-024-HA | Sub,Cable,HA,C32,24 Feet,Connector:77280014,Cable:99030045 | 0 | 0 | 6.18 | 0
C32-025-TC | Sub,Cable,TC,C32,25 Feet,Strip and Tin,Cable:99030045 | 0 | 0 | 8.115 | 6.391 | Lab-Ovh
C32-025-BB | Sub,Cable,BB,C32,25 Feet,Male BNC:77020104,Cable:99030045 | 2 | 0 | 8.059 | 8.059 | Lab-Ovh
C32-020-BE | Sub,Cable,BE,C32,20 Feet, See Note | 0 | 0 | 7.061 | 7.073 | Lab-Ovh
C02-010-TC | Sub,Cable,C02,TC,10 Feet,Strip and Tin, Cable:99030517 | 0 | 0 | 10.84 | 4.145 | Lab-Ovh
C02-010-HA | Sub,Cable,C02,HA,10 Feet,connector:77280014,Cable:99030517 | 0 | 0 | 6.565 | 0
C29-010-TC | Sub,Cable,TC,C29,10 Feet,Strip and Tin,Cable:99030020 | 0 | 0 | 8.612 | 6.435 | Lab-Ovh
C32-020-HB | Sub,Cable,HB,C32,20 Feet,Spade lug:77282226,Cable:99030045 | 0 | 0 | 7.097 | 7.12 | Lab-Ovh
C32-012-ED | Sub,Cable,ED,C32,12 ft,4 pin din:77020008,Cable:200013 | 240 | 0 | 6.232 | 6.232 | Lab-Ovh
7500953 | Acce,Adapter,DLG to BNC,#8001094 | 0 | 0 | 3.471 | 6.121
CHEMA-036 | Elec,pH,XVF,DJ,#V-BV10B-50CDT,PT100,3/4"MPT CPVC,TuffTip,Cer | 0 | 0 | 0 | 0
I001502-S7 | Elec,Iodide,DJ,12x110mm,Glass Body,Refillable | 0 | 0 | 0 | 0
C29-X42-WE | Sub,Cable,WE,C29,42 Inches,See Note | 0 | 0 | 11.116 | 11.116 | Lab-Ovh
C29-002-WA | Sub,Cable,WA,C29,2 Feet,See Note | 0 | 0 | 5.412 | 5.412 | Lab-Ovh
C29-003-UM | Sub,Cable,UM,C29,3 Feet,See Note | 0 | 0 | 7.806 | 8.113 | Lab-Ovh
C29-003-TC | Sub,Cable,TC,C29,3 Feet,Strip and Tin,Cable:99030020 | 0 | 0 | 2.773 | 2.774 | Lab-Ovh
C29-003-WD | Sub,Cable,WD,C29,3 Feet,See Note | 0 | 0 | 5.172 | 5.172
C29-003-WP | Sub,Cable,WP,C29,3 Feet,See Note | 0 | 0 | 6.188 | 6.188 | Lab-Ovh
C29-003-WQ | Sub,Cable,WQ,C29,3 Feet,See Note | 0 | 0 | 4.044 | 3.506
C29-003-UK | Sub,Cable,UK,C29,3 Feet,See Note | 0 | 0 | 5.744 | 5.744
C29-003-WW | Sub,Cable,WW,C29,3 Feet,See Note | 1001 | 0 | 4.47 | 4.47
C29-003-UL | Sub,Cable,UL,C29,3 Feet,See Note | 8 | 0 | 7.404 | 7.906 | Lab-Ovh
C29-003-WA | Sub,Cable,WA,C29,3 Feet,See Note | 0 | 0 | 5.918 | 5.918 | Lab-Ovh
C29-003-VW | Sub,Cable,VW,C29,3 Feet | 0 | 0 | 11.851 | 11.851 | Lab-Ovh
C29-004-HA | Sub,Cable,HA,C29,4 Feet,Connector:77280014,Cable:99030020 | 0 | 0 | 2.738 | 2.424
C29-003-WS | Sub,Cable,WS,C29,3 Feet,See Note | 268 | 0 | 7.0405 | 7.0405
C29-010-WW | Sub,Cable,WW,C29,10 Feet,See Note | 0 | 0 | 15.729 | 15.646 | Lab-Ovh
C29-010-UL | Sub,Cable,UL,C29,10 Feet,See Note | 0 | 0 | 9.701 | 0
S0R-11G-H | Elec,Plat,SJ,12mmX120mm,#5779685-120-17H,Sealed | 9 | 0 | 25.622 | 6.628
22092018 | Raw,O-Ring,Buna 70, 2-018 | 87 | 0 | 0.06 | 0.06
577V782-S7 | Elec,pH,DJ,XV,12X100mm,Refillable,Side Arm | 1 | 0 | 4.453 | 5.744
P822PVV12332BT | Elec,pH,DJ,XVF,Plat(Sol)Ceramic tuff tip,3/4"NPT CPVC,3 wire | 0 | 0 | 19.874 | 8.014
7760196 | Holder for 2733526,# 1911012S-115E, 3/4" PVC | 0 | 12.91 | 0 | 0
93X560901 | Elec,Calcium,DJ,#CAL1508S-X42B,#13-620-536,12x110mm,Epoxy | 1 | 195.79 | 41.132 | 7.842 | Lab-Ovh
9210717 | Solu,Standard Cond 717.5 u/CM, 475 ml | 0 | 0 | 2.162 | 0
C29-X42-VW | Sub,Cable,VW,C29,42 Inches | 0 | 0 | 12.132 | 6.314 | Lab-Ovh
C29-003-DA | Sub,Cable,DA,C29,3 Feet,See Note | 0 | 0 | 3.929 | 0
C13-017-TC | Sub,Cable,TC,C13,17 Feet,Strip and Tin, Cable:99030241 | 637 | 0 | 8.95 | 5.2273
C13-020-HA | Sub,Cable,HA,C13,20 Feet,Connector:77280014,Cable:99030241 | 0 | 0 | 19.144 | 19.144
C41-005-BB | Sub,Cable,BB,C41,5 Feet,Male BNC:77020104,Cable:99030105 | 0 | 0 | 20.736 | 12.458 | Lab-Ovh
C40-005-WC | Sub,Cable,WC,C40,5 Feet,See Note | 0 | 0 | 261.12 | 0.764
C20-008-MH | Sub,Cable,MH,C20,8 Feet | 0 | 0 | 16.461 | 0
C20-010-MH | Sub,Cable,MH,C20,10 Feet | 0 | 0 | 16.461 | 11.575
00111315-B | Raw,Tubing,Kynar Black,1.315"ODx.500"ID,.010"on OD&ID tolera | 210 | 0 | 22.92 | 22.92
M050027-40 | Blind Plug, Vessel Port, 25mm Port,40mm Length,W/Collar Nut | 0 | 171.96 | 19.769 | 8.773
TOPAC-009 | Elec,Cond,K=0.1,#5771302-42-003BU,12x110,Plat,Blk Boot,PT1K | 2 | 0 | 24.309 | 15.231
PHF-030BS/PT | Elec,pH,DJ,XVF,#192V757-30BHV12,3/4"MNPT CPVC,PT100 | 0 | 0 | 24.468 | 12.774
E602-011 | Elec,pH,XVD,SJ,12x115mm,Refillable,10K,#573V528RA20-3BG2.5 | 0 | 0 | 13.09 | 5.81
TP5719V12ST30ET | Elec,Plat,DJ,SPR,TB557,PT100,Teflon TuffTip | 0 | 0 | 25.061 | 15.381
D-P015PIH-70-F4 | Elec,Polarographic,35-60nA,IngoldTC,SS,25mmSocketFlange | 0 | 0 | 0 | 0
V-21WKB-2BT3 | Elec,pH,MK7,XVD,DJ,PT100,Ryton/Simriz,PTSolGrnd,Wick | 2 | 571.26 | 90.063 | 90.063 | Lab-Ovh
KF46000R-S7-110 | Elec,Double Plat,KarlFisher,12mmx110mm,W/M000012 Included | 0 | 0 | 35.28 | 13.244
JENCO-059 | Elec,pH,XV,3/4"MNPT Ryton,Ceramic,5mm L/N,#196V757TDX-030HT | 0 | 0 | 0 | 0
LPH-200 | Elec,pH,LPH,SPR,KCl,Epoxy,Wick,12x120,F4,PT1K,Spinning Cap | 0 | 0 | 0 | 0
00190045 | Raw,Tubing,SS 316L, 1"OD x .625"ID x .188"wall | 8 | 0 | 24 | 24
TITRO-013 | Elec,Cond,#6731301S-3-3U,12x110mm,Graphite,K=1.0,Epoxy | 8 | 0 | 1.604 | 1.124
SE564X/1-NMSN | Elec,Knick,Memosens,12mmx120mm,WickJunc,PG13.5,30K,ORP | 0 | 0 | 666.9 | 666.9
2010662-10H | Acce,Adapter,Wiring SN6 to Hank 3mm Coax, 10' Length | 0 | 69.57 | 12.352 | 11.12 | Lab-Ovh
ARF201 | Fitting,Knick,Flow Through,G1,Polypro | 0 | 0 | 136.08 | 136.08
PHE-5322-10PT1K | Elec,pH,XVD,DJ,#199V735-010BPT1K,T/L Housing,PT1K | 2 | 111.81 | 32.02 | 30.387 | Lab-Ovh
31-0187 | Acce,Cable,RG174 Low Noise,DL to Strip and Tinned,#9001071-X | 0 | 17.12 | 9.558 | 3.684
4001786401 | Elec,pH,DJ,XVF,3/4"NPT,TefTuff,23mmIns,PT100,#P822VV12T33HS2 | 9 | 162.97 | 60.538 | 60.538 | PROX Lab
5725-42 | Holder,Subersbile,CPVC,PT100,#392101P-003GV12 | 0 | 87.68 | 42.779 | 4.736
59001-86 | Elec,Plat,SJ,12.5x90mm,Sealed,#6739625S-010B,With Box,Silico | 3 | 110.2 | 44.855 | 17.545 | Lab-Ovh
V-0001-12BH | Elec,pH,X-VD,DJ,SPR,3Kohm,12x110mm,Glass Body | 0 | 0 | 20.93 | 8.216
C29-010-WV | Sub,Cable,WV,C29,10 Feet,See Note | 0 | 0 | 7.403 | 0
ISTEK-251 | Elec,pH,X2D,DJ,#BP6003BRCV12120,PT100,120mm,BNC/RCA | 0 | 0 | 0 | 0
C29-003-DP | Sub,Cable,DP,C29,3 Feet , See Note | 0 | 0 | 5.34 | 0
C29-003-WC | Sub,Cable,WC,C29,3 Feet,See Note | 1687 | 0 | 3.25 | 2.7347
C29-003-WT | Sub,Cable,WT,C29,3 Feet,See Note | 12 | 0 | 3.763 | 3.269
PHF-030B | Elec,pH,DJ,XVF,#192V757-30B,3/4"MNPT CPVC,Ceramic | 0 | 91.63 | 26.251 | 26.251 | Lab-Ovh
JENCO-063 | Elec,pH,XVD,DJ,SPR,No TC,12x110mm,LABEL WITH #V-0000-20H | 0 | 0 | 13.032 | 3.216
JENCO-064 | Elec,pH,X-VD,DJ,SPR,PT1K,12x110mm,LABEL WITH #V-000E-20H | 0 | 0 | 26.494 | 9.029
JENCO-065 | Elec,pH,MKIA,X-VD,DJ,SPR,PT1K,LABEL WITH #V-320E-20H | 0 | 0 | 9.253 | 2.119
93X218911 | Elec,pH,FS5,SJ,6x150mm Glass body,Refill,BNC,#13-620-292 | 0 | 41.21 | 24.056 | 23.098 | PROX Lab
COLE-211 | Elec,Reference,DJ,Ceramic,12MMX110MM,#5731427-003T | 0 | 62.21 | 7.063 | 2.739
ZU0323 | Acce,Adapter,Knick,PG13.5,G1"for fitting of sensor w/PG13.5i | 0 | 57.9 | 29.3 | 29.3
HPL-12-GX2-S8 | Elec,pH,X5,SJ,12x115mm,Polycarbonate,#PHPE130-S8 | 2 | 42.84 | 13.71 | 13.71 | Lab-Ovh
HPL12GXV225020 | Elec,pH,DJ,XVD,SPR,Glass,12mm x 225mm,#V-0000-20H-225 | 0 | 0 | 0 | 0
HEFER-005 | Elec,Plat,DJ,Long Reservoir,150mm "A" length,#B779861-150-S7 | 0 | 0 | 0 | 0
R001013-30 | Solu,Reference Fill,30ml Bottle,KCl,4M Liquid | 0 | 5.05 | 2.336 | 2.372 | Lab-Ovh
2010461S-1 | Acce,Cable,F6 to Hanked,1' Length,Coax w/3 Conductor,S=ZV Ca | 2 | 180.79 | 15.46 | 17.932
22172025 | Raw,O-Ring,Viton 75, 2-025, Brown Color | 38 | 0 | 0.17 | 0.17
PRO-014 | Elec,Oxygen,Polarographic,12X220,SS,PT100,#D-P715PBK220VPI | 0 | 0 | 0 | 0
ELH-081 | Elec,pH,XVD,DJ,12x115mm,30K TC,Sealed,#573V728A1-003IU1 | 0 | 0 | 0 | 0
PHF-030ST | Elec,pH,XVF,DJ,SpadeLugforpH,S&TforRef,#192V757-030HST | 0 | 0 | 12.752 | 5.857
93X219133 | Elec,Silver,Mono,12x106mm, Glass,42" w/Pin,#13-620-122 | 0 | 0 | 43.398 | 34.849 | PROX Lab
2731312-64-020H | Elect,Conductivity,K=10.0,Plat,12X130mmEpoxy,10K Ther | 1 | 230.38 | 81.042 | 69.189 | Lab-Ovh
2731312-44-020H | Elec,Conductivity,K=0.1,12X110mm Graphite,Epoxy,10K Ther | 1 | 114.55 | 53.534 | 10.824 | PROX Lab
TOPAC-012 | Elec,Cond,K=1.0,4Band,12x110mm,PT1K,8Pin,#5771304-32-8/8S | 1 | 242.03 | 99.126 | 26.908
1269422 | Elec,pH,X-5D,Plat,PVC Lakewood,10' W/SMB,See Drawing | 0 | 147.53 | 60.525 | 52.998 | Lab-Ovh
1269423 | Elec,Plat,Double Plat,Lakewood housing,10' W/SMB,see drawing | 3 | 198.12 | 81.924 | 81.924 | Lab-Ovh
77021116 | Raw,Connector RF,SMB Straight Plug for Lakewood | 20 | 0 | 7.85 | 7.85
ELH-082 | Elec,pH,X-2F,DJ,3/4"MPT CPVC,Ceramic Tuff Tip,#V-BV100-30B | 0 | 0 | 0 | 0
E602-350 | Elec,pH,DJ,XV,12X75mm From Ground Joint,#PH4V571-S7-75 | 0 | 0 | 0.934 | 0.64
DIGITANA-003 | Elec,pH,DJ,GX2ThickDome3/4"MPT,CPVC,Label w/#1923737TD-020BB | 1 | 114.83 | 38.83 | 39.752 | Lab-Ovh
CA/MS-003XFA-L | Acce,Cable,Knick,Memosens,3 Meter Length,for Portavo | 0 | 0 | 248 | 248
A-3N0B-10H | Elec,pH,TB557,X-VD,SPR,PT100,Kynar/Viton,W/Nipple | 0 | 429.96 | 27.181 | 0
00030500 | Raw,Barstock,CPVC 1/2"dia | 165 | 0 | 1.5 | 1.5
C32-006-BB | Sub,Cable,BB,C32,6 Feet,Male BNC:77020104,Cable:99030045 | 0 | 0 | 3.42 | 3.42 | Lab-Ovh
C32-020-HA | Sub,Cable,HA,C32,20 Feet,Connector:77280014,Cable:99030045 | 0 | 0 | 6.52 | 6.52 | Lab-Ovh
C32-004-VA | Sub,Cable,VA,C32,4 Feet,Lemo"V":77020250,Cable:99030045 | 0 | 0 | 32.301 | 0
C32-X42-BB | Sub,Cable,BB,C32,42 Inches,Male BNC:77020104,Cable:99030045 | 16 | 0 | 5.477 | 5.477 | Lab-Ovh
C32-002-BB | Sub,Cable,C32,BB,2 Feet,Male BNC:77020104,Cable:99030045 | 0 | 0 | 1.3 | 0
CLEAN-024 | Elec,Potassium,DJ,#K001502-003B,12x110mm,Refillable,Glass | 0 | 0 | 21.119 | 15.872
44130707 | PNS,Box, Shipping 13x7x7 corrugated single wall | 0 | 0 | 0.69 | 0.69
PH3V770-3R-110 | Elec,pH,X-VD,DJ,12mm Sleeve,12mm Glass Sleeve,Single Refill | 0 | 0 | 0 | 0
KVL-85 | Elec,pH,XVD,TuffTip,12mmx225mm,316LSS Body,VPIw/PT100 | 0 | 0 | 0 | 0
CHEMA-038 | Elec,pH,XVF,DJ,3/4"MPT CPVC,PT100,Tuff Tip,#V-BV10B-10B2 | 0 | 0 | 0 | 0
C22-015-UF | Sub,Cable,UF,C22,15 Feet,See Note | 0 | 0 | 27.923 | 0
3500722-30 | Sub,Tube,Hastelloy C,sensor Sheath for TBI 557,30"Length | 0 | 546.68 | 249.75 | 0
KVL-333 | Fitting,Gland,Wrench Tight,Hastelloy C,1"MNPT,Simriz O-Ring | 0 | 1336.69 | 447.424 | 0
KVL-334 | Elec,pH,DJ,X5D,450mm"A"length,PT100,VP/W Ingold Wiring,LR,TW | 0 | 0 | 17.41 | 9.63
TP571PVW12ST02B | Elec,pH,XVF,Plat(SolGrnd)DJ,TB557,PTFE Tuff Tip,PT100 | 0 | 0 | 53.298 | 15.743
2010731S-10 | Acce,Adapter,Wiring FBNC/3 pin MMolex to Hanked, S=ZV Cable, | 0 | 219.36 | 16.407 | 16.407 | Lab-Ovh
JAF-024 | Solu,ISA 1,Fluoride,1 Gal. Bottle,TISAB 1,#F00IS01 | 0 | 0 | 2.562 | 8.65
JAF-025 | Solu,Chloride ISA,5M NaNO3,475ml,#CLOIS01 | 0 | 0 | 2.162 | 10.221
ISTEK-252 | Elec,pH,XV,DJ,12X115mm,Epoxy,Refillable,#573V726R-003B | 1 | 51.8 | 16.213 | 11.868
ISTEK-254 | Holder,1/2"MNPT BlackNylon Fitt,0.640 Drilled Cap,#M000009-D | 0 | 7.49 | 3.761 | 0
33380850 | Ceramic Rod,.850"dia+/-.010" x 6"L,Steatite material | 600 | 0 | 2.1666 | 2.1667
DIGITANA-006 | Elec,pH,X2,DJ,12x80mm,Sealed Ref,label with #2773777-020BB | 1 | 103.2 | 24.02 | 14.328 | Lab-Ovh
N3010-174 | Elec,Mono,Reference,DJ,Side Arm Refill,#5771427SA-84-S7 | 6 | 68.07 | 5.103 | 5.821
AWE-044 | Elec,pH,X2,DJ,Spring Loaded, Glass body,#5773703-003B | 0 | 0 | 0 | 0
DESIGN-056 | Elec,pH,XVF,DJ,3/4"MPT Ryton,Ceramic Tuff Tip,#V-AV100-10B | 0 | 0 | 4.007 | 2.099
2005145 | Elec,pH,XVF,DJ,Radel w/guard,Teflon,2IST-KCl | 0 | 0 | 4.733 | 2.746
2010461S-50 | Acce,Cable,F6 to Hanked,50' Length,Coax w/3 Conductor,S=ZV C | 0 | 331.59 | 62.327 | 58.824 | Lab-Ovh
CONSORT-039 | Elec,pH,Ryton Cap,X-VD,DJ,SPR,PT1K,12x110mm,#V-000E-20BU | 0 | 0 | 0 | 0
ISTEK-253 | Elec,Plat,DJ,3/4"MPT Ryton,Notched Ceramic,#V-A9500-34B | 1 | 142.34 | 50.296 | 49.297 | Lab-Ovh
XSZ10T25 | Elec,Galvanic,12x250mm,Delrin Body,PT1K,#023BG25010BUV10 | 0 | 0 | 12.369 | 9.152
CYCLOPS-163 | Elec,pH,DJ,XVF,CPVC,2.5"ins,2-116 Nitril,#192V706S-BJ | 0 | 0 | 0.466 | 0.101
CO2IF01-475 | Solu,CO2 Inner Filling,475mL Bottle | 0 | 0 | 1.596 | 1.045
5993-38 | Elec,pH,XVB,DJ,PT100,1/2"MNPT,Kynar,#1963778-010TV12 | 1 | 80.6 | 46.034 | 42.153 | PROX Lab
COLE-212 | Elec,Cond,K=1.0,316L SS 1/2"MNPT,PT100,#C621-2-1-1-20T | 1 | 0 | 45.935 | 0
COLE-213 | Elec,Cond,K=1.0,316L SS 1/2"MNPT,PT100,#C621-2-1-1-30T | 0 | 0 | 1.696 | 0.79
00220100 | Raw,Barstock,PVC 1"dia,Black Color | 12 | 0 | 3.1 | 3.1
PURELINE-001 | Elec,Double Plat.Disk,DJ,LCJ,label w/#1929057-DL4 | 4 | 268.9 | 15.16 | 7.702
ISM64 | Acce,Membrane Kit,Chloride,3 Memb,Inner & RefFill,#CL0MK22 | 0 | 0 | 0 | 0
C27-010-TC | Sub,Cable,TC,C27,10 Feet,Strip and Tin,Cable:99030043 | 2 | 0 | 5.733 | 5.733 | Lab-Ovh
ISM60 | Acce,Membrane Kit,Ammonium,3 Memb,oring,inner&ref fill,#NH4M | 0 | 0 | 0 | 0
TOPAC-013 | Elec,Temp Comp,6x110mm,PT1000,Epoxy,#5531001-003UV10 | 0 | 0 | 5.362 | 2.604
TOPAC-014 | Elec,pH,SJ,X-5,Epoxy Body,115mm Length,#5733526-003B | 0 | 0 | 9.636 | 3.984
13-620-631-SF | Elec,pH,FS5,DJ,12x106mm,Epoxy Body,10K,Refill,BNC/2.5 Phone | 0 | 32.85 | 22.483 | 22.483 | Lab-Ovh
C29-X42-WC | Sub,Cable,WC,C29,42 Inches,See Note | 0 | 0 | 5.681 | 5.681 | Lab-Ovh
ZU0914 | Acce,Knick,Replacement Cap for SE740 Optical DO | 0 | 0 | 1097 | 1097
HYDRO-003 | Acce,Adapter,Wiring,RG174 L/N,F/BNC W/ Grip toBNC,#99001048F | 0 | 17.51 | 4.577 | 2.2767
V-00T0-10H | Elec,pH,Ryton Cap,X-VD,DJ,SPR,No TC,12x110mm,TempH Fill | 0 | 0 | 13.901 | 4.017
4IM00195 | Doc,TF,Man,ORP,Elec,pH/Temp.#257145-001,(631),(AP61) | 1901 | 0 | 0.3 | 0.3
4IM00079 | Doc,CP,Man,ISE,F,Na | 1001 | 0 | 0.4 | 0.4
4IM00193 | Doc,TF,Man,ORP,Elec,Ag/AgCI,ReferencepH,#257152-001,(283A) | 2500 | 0 | 0.3 | 0.3
4IM00196 | Doc,TF,Man,ORP,Elec,Ag/AgCI,Ref,#13-620-530A,(AO50A) | 2520 | 0 | 0.23 | 0.23
4IM00078 | Doc,CP,Man,ISE,Sur | 0 | 0 | 0.01 | 0.01
JENCO-068 | Elec,pH,DJ,XVD,12mmX110mm,Sealed Reference,#577V794-020B | 2 | 78.69 | 31.78 | 30.698 | PROX Lab
5993-44 | Elec,pH,X-2,DJ,1/2"NPT In-line,Kynar,Sealed,#1963778-010T | 0 | 0 | 20.066 | 6.786
4IM00064 | Doc,TF,Man,pH,Elec,#13-620-222A,(223A),(257141-001) | 1855 | 0 | 0.2233 | 0.22333
13-620-223A-SF | Elec,pH,FS5,DJ,Refill,12X106mm Glass Body,BNC | 0 | 36.88 | 22.943 | 22.943 | Lab-Ovh
13-620-530A-SF | Elec,pH,FS5,SJ,12x106mm Epoxy,10K,Refill,BNC/2.5mm phone | 30 | 32.35 | 21.178 | 21.093 | Lab-Ovh
ISTEK-255 | Elec,pH,X-VD,12mmX300mm,Label with #V-0000-10B-300 | 0 | 0 | 11.8 | 4.586
CONDD3A3B-120 | Sub,Conductivity,K=1.0,GlassBody,3PlatBand,12x120mm Length | 0 | 0 | 61.854 | 0
13-620-1-SF | Elec,pH,Mono,FS-5,12x106mm,Glass,42" w/US Standard | 2 | 28.4 | 14.968 | 4.077
13-620-31C-SF | Elec,pH,FS5,SJ,12x106mm,Epoxy,Refill,BNC/RCA,30K | 0 | 46.63 | 22.484 | 22.4843 | Lab-Ovh
13-620-45-SF | Elec,Ref,Mono,SJ,Side Arm,Glass,AGCL Pack,Refillable | 0 | 22.95 | 10.276 | 4.355
13-620-AP50A-SF | Elec,pH,FS5,SJ,12x106mm Epoxy,Refill,10K,BNC/ 3.5 phone w/ A | 0 | 34.56 | 29.198 | 29.198 | Lab-Ovh
13-620-51-SF | Elec,Ref,Mono,12x106mm Glass,Dry Pack Calomel,Refill,Pin | 0 | 35.86 | 8.85 | 3.969
19-004-0002 | Elec,pH,X-5,12.5x110mm,Special,#6732525E-020B | 0 | 0 | 14.964 | 5.254
13-620-AP52-SF | Elec,pH,FS5,DJ,12x106mm Epoxy,Sealed,10K,BNC/ 3.5 phone w/ A | 0 | 56.82 | 30.277 | 26.695 | Lab-Ovh
13-620-53-SF | Elec,Mono,Ref,12x106mm,Glass body,Refillable,AgCl Pack,Pin | 0 | 22.71 | 18.999 | 18.999 | Lab-Ovh
13-620-AP55-SF | Elec,pH,FS5,SJ,12mm Epoxy Body,Refill,30K,BNC/6 pin Philmore | 43 | 32.07 | 32.349 | 25.908 | PROX Lab
19-005-0002 | Elec,Platinum,SJ,12.5x110mm,Special,#6739625E-020B | 0 | 0 | 39.257 | 11.042
13-620-57-SF | Elec,Reference,Mono,12x106mm Glass,Cracked Bead,Refill,Calom | 0 | 25.43 | 7.152 | 3.393
SZ145 | Elec,pH,X-5,SJ,#2732526-030T,12x115mm,Sealed Reference | 11 | 31.53 | 19.306 | 19.306 | Lab-Ovh
SZ161 | Elec,pH,GX5,SJ,#2773501-005B,12x110mm,Includes Elec. Box | 87 | 30.32 | 13.185 | 13.185 | Lab-Ovh
SZ165 | Elec,pH,X-5,SJ,#2773501-030T,12x110mm,Glass | 2 | 37.28 | 20.898 | 20.898 | Lab-Ovh
SZ173 | Elec,pH,X-2,DJ,12x110mm,Glass,#2773792-030T | 28 | 49.35 | 26.049 | 26.049 | Lab-Ovh
SZ2060 | Elec,Plat,DJ,#1969857ST-DL,Disk,Kynar,Kynar Junction | 4 | 96.16 | 58.851 | 61.693 | PROX Lab
19500-06 | Elec,Cond,K=0.1,#C527-3-1-10T,12.5x110mm,316L SS | 0 | 89.95 | 25.571 | 4.518 | PROX Lab
SZ265 | Elec,Gold Disk,SJ,#2778685-030T,12x110mm | 1 | 110.65 | 105.146 | 66.986 | Lab-Ovh
SZ3281 | Elec,Cond,K=1.0,Graphite,#2731301-32S-3BB,PT1000 | 0 | 0 | 1.631 | 1.764
SZ3320.1 | Elec,Cond,K=0.1,#C621H-3-1-2,316L SS,PEEK,PT100,3/4"MNPT | 6 | 100.36 | 49.56 | 62.545 | PROX Lab
SZ659.R1 | Acce,Membranes (PK/3),Tool,O-ring,Syringe,125ml bottle,#PM05 | 0 | 156.09 | 59.335 | 32.851 | Lab-Ovh
SZ9441 | Acce,Cable,4 Pin DL to Stripped and Tinned Ends, #9001095S-0 | 24 | 84.18 | 38.198 | 38.198 | Lab-Ovh
SZ1021 | Elec,pH,X-5,SJ,12x115mm,Epoxy,Guard,#2733526-003B | 3 | 20.08 | 11.891 | 11.891 | Lab-Ovh
SZ1150 | Elec,pH,GX-VF,DJ,#1962757ST-DLV12,Kynar,Teflon,,PT100 | 4 | 79.25 | 44.499 | 55.601 | PROX Lab
SZ3273.4 | Elec,Cond,K=1.0,#2731201GW-34-10T,Graphite Ring, | 4 | 60.87 | 31.87 | 29.98 | Lab-Ovh
SZ250 | Elec,Platinum,SJ,#2739602-DLG,Sealed Reference | 1 | 68.07 | 35.212 | 29.873 | Lab-Ovh
SZ275 | Elec,Platinum,SJ,12x110mm,#2779685-030T | 4 | 69.06 | 39.002 | 39.002 | Lab-Ovh
SZ283 | Elec,(2)Platinum,(2)Conductor,#2779092-010T | 41 | 106.4 | 58.273 | 58.273 | Lab-Ovh
SZ3252 | Elec,Cond,K=1.0,12x110mm,Platinum,3 Band Epoxy,1.5M,Male BNC | 2 | 150.1 | 71.516 | 58.022 | Lab-Ovh
SZ3273.1 | Elec,Cond,K=1.0,Graphite Ring,#2731201GW-31-10T,PT100 | 2 | 44.83 | 29.573 | 29.003 | Lab-Ovh
35802-91 | Solu,Kit,Silver/Sulfide Solution Kit, #AGS202K | 0 | 33.26 | 4.051 | 4.051
SP-12F | Elec,pH,X-2,SJ,#1923537-017B,3/4" MNPT CPVC | 5 | 66.51 | 33.666 | 29.912 | PROX Lab
33627 | Elec,Ammonia,Includes 30mL Solution,#NH31501-003B | 3 | 287.76 | 45.053 | 11.304 | PROX Lab
33629 | Elec,Fluoride,DJ,#F001508-003B,Refillable,Epoxy | 0 | 196.02 | 50.674 | 50.674 | PROX Lab
5733734-003B | Elec,pH,X-VF,DJ,12x110mm,Tuff Tip | 0 | 0 | 25 | 25
27504-24 | Elec,Perchlorate,PER1508-003B,12mmX110mm,Refill | 3 | 132.09 | 32.129 | 32.129 | PROX Lab
27507-64 | Elec,pH,X-5,DJ,Tuff Tip,Epoxy Body,#5735734A7-3B4 | 0 | 0 | 35.282 | 25.677
27508-00 | Elec,pH,X-5,#5733528A1-3BRCA,Epoxy,30K Therm,RCA | 0 | 52.04 | 27.446 | 27.431 | PROX Lab
1051013 | Acce,Elecrode Holder,1/2"NPT In-line 316 Stainless steel, w/ | 0 | 0 | 21.359 | 5.442
77330010 | Raw,Temp.Comp.Resistor,10K for Lakewood,.130"OD,tolrnce+/-5% | 80 | 0 | 12.73 | 12.73
93X218883 | Elec,pH,X-5,SJ,#13-620-181,12mm x 106mm,Refill,30"BNC | 0 | 40.99 | 25.238 | 25.238 | Lab-Ovh
35808-90 | Elec,pH,DJ,X5F#5735734A1-3BWI6,12X110mm 30K,Epoxy body | 1 | 73.06 | 33.841 | 33.841 | PROX Lab
05294124 | Raw,Chem, Lithium Carbonate Powder 99% | 12000 | 0 | 0.2705 | 0.2705
PES3 | Holder,316L SS,W1/2"BSP Thread Special for Elec 2773744-010B | 2 | 56.34 | 20 | 20
33220003 | Raw,Wire,C-45, 26 ga, White Color, Teflon Coated | 632.435 | 0 | 0.198 | 0.198
22137599 | Raw,Grommet,Buna 50 duro,black color,for Accuflow | 2000 | 0 | 1.14 | 1.14
5993-93 | Acce,Elecrode Holder,incld: J-Box,3' Kynar Pipe P# 3961050-3 | 0 | 164.54 | 82.647 | 78.821
63-0088 | Elec,pH,GX1,DJ,316SS,PT1K,#1052701-25TV10 | 0 | 0 | 57.77 | 0.312
05290052 | Raw,Chem, Sodium Sulfide Nonahydrate,>=98%,ACS | 0 | 0 | 0.266 | 0.266
77777302 | PCBA, PreAmp, combination board, including wiring diagram | 0 | 0 | 3.55 | 3.55
5995-10 | Elec,pH,XVBF,DJ,#196B734-010B,1/2"MNPT,ceramic tuff tip | 1 | 70.28 | 6.848 | 5.957
P8222V123S32EBT | Elec,pH,X-2F,DJ,3/4"MPT CPVC,Ceramic Tuff tip,3 wirePT100 | 0 | 0 | 0 | 0
5770601-003B | Elec,Silver,SJ,12mmX110mm,Refillable | 0 | 0 | 1.514 | 0.681
13-620-AP61-SF | Elec,pH,FS5,DJ,12X106mm,Epoxy,Refill,BNC/3.5w/AP cap | 18 | 33.82 | 36.402 | 36.402 | Lab-Ovh
13-620-62-SF | Elec,Ref,Mono,12x106mm Glass,Reverse Sleeve,Calomel,Refill, | 0 | 38.26 | 8.466 | 4.123
13-620-64-SF | Elec,Reference,Mono,12x106mm Glass,Calomel,Refill,60"Pin | 0 | 38.26 | 11.644 | 7.496
13-620-79-SF | Elec,Reference,Mono,10x64mm,Calomel,Special Cap | 0 | 35.37 | 5.73 | 2.145
13-620-82-SF | Elec,Plat Wire,SJ,12x106mm Glass,Refill,US Standard | 6 | 66.16 | 32.533 | 12.036
13-620-81-SF | Elec,Plat Wire,SJ,12x106mm Glass,Refill,BNC | 12 | 66.16 | 27.978 | 27.532 | PROX Lab
13-620-92-SF | Elec,pH,FS5,SJ,6x100mm Glass body,refill,US Standard | 0 | 41.24 | 26.488 | 8.347
13-620-93-SF | Elec,pH,FS5,SJ,6x150mm,Glass Refill,US Standard | 0 | 41.24 | 21.6 | 6.2
13-620-94-SF | Elec,pH,FS5,SJ,6x60mm Glass,Refill,US Standard | 0 | 41.24 | 22.993 | 4.297
13-620-95-SF | Elec,pH,FS5,SJ,3x150mm,Calomel,Refill,BNC | 0 | 78 | 10.591 | 4.215
13-620-96-SF | Elec,pH,FS5,SJ,3x38mm,Calomel,Refill,BNC | 0 | 70.99 | 10.591 | 4.215
13-620-97A-SF | Elec,pH,FS5,SJ,10x106mm,Refill,Epoxy,US Standard | 0 | 27.91 | 36.897 | 11.063
13-620-100-SF | Elec,Cond,K=1.0,2 Plat,12x90mm,Epoxy,8pin DIN,10K | 19 | 78.85 | 70.915 | 70.915 | Lab-Ovh
13-620-101-SF | Elec,Cond,K=0.1,2 Plat Foil,12x90mm Epoxy,8 pin DIN w/10K | 1 | 78.85 | 103.279 | 103.279 | Lab-Ovh
13-620-102-SF | Elec,Cond,K=10.0,Plat,12x110mmEpoxy, 8 Pin Din with 10K,Epox | 4 | 78.85 | 62.294 | 45.318 | Lab-Ovh
13-620-106-SF | Elec,pH,FS5,SJ,12x106mm Epoxy,Seal,42"Corning 5&6 | 0 | 24.95 | 37.768 | 7.871
13-620-108A-SF | Elec,pH,FS5,SJ,12x106mm Epoxy,Seald,42" B | 0 | 25.87 | 18.551 | 18.551 | Lab-Ovh
13-620-111-SF | Elec,pH,FS5,DJ,,12x106mm Epoxy Body,Sealed,10K,42"BG2.5 | 61 | 45.19 | 22.425 | 22.425 | Lab-Ovh
13-620-111T-SF | Elec,pH,FS5,DJ,12x106mm,Epoxy,30K,M/8 pin mini din,Star,42" | 5 | 54.08 | 17.346 | 8.28
13-620-112-SF | Elec,pH,FS5,DJ,12x106mm Epoxy,Sealed,42",BNC/1/4"Triax,3 wir | 0 | 45.19 | 52.106 | 51.312 | PROX Lab
13-620-114-SF | Elec,pH,FS5,DJ,Accfst,12X145mm Epxy,10K,Refl,42"BNC&2.5pho | 3 | 74.4 | 25.394 | 25.394 | PROX Lab
13-620-115-SF | Elec,Plat wire,Mono,12x106mm,42" w/Pin | 5 | 43.15 | 26.44 | 24.665 | PROX Lab
13-620-123-SF | Elec,Dual Platinum Wires,12x106mm,25" L/N with Dual Pin | 12 | 53.01 | 19.961 | 5.432 | PROX Lab
13-620-149-SF | Elec,Dual Platinum Plate,12.5X100mm,Polypropelene,25" w/Pin | 0 | 79.95 | 32.557 | 3.4 | PROX Lab
13-620-155-SF | Elec,Cond,K=1.0,2 Plat band,12x90mm,Glass Body | 0 | 70.82 | 60.356 | 60.356 | Lab-Ovh
13-620-157-SF | Elec,Cond,K=10.0,Plat band,12x110mm,Glass,42" | 5 | 70.82 | 49.626 | 49.626 | Lab-Ovh
13-620-160-SF | Elec,Cond,K=1.0,Platinum,12x90mm Epoxy,,42"D | 5 | 65.38 | 58.581 | 58.581 | Lab-Ovh
13-620-161-SF | Elec,Cond,K=0.1,Plat Foil,12x90mm,Epoxy Body,42" | 8 | 70.82 | 93.372 | 93.372 | Lab-Ovh
13-620-162-SF | Elec,Cond,K=10.0,Plat ,12x100mm Epoxy,42"D | 9 | 70.82 | 49.373 | 14.703
13-620-163-SF | Elec,Cond,K=1.0,4 Plat,12x100mm Glass Body,10K TC,8 pin D | 20 | 117.86 | 127.453 | 70.292 | PROX Lab
13-620-164-SF | Elec,Cond,K=10.0,4 Plat,12x100mm Glass,8 pin Din,10K TC | 2 | 117.86 | 105.905 | 52.633 | PROX Lab
13-620-165-SF | Elec,Cond,K=1.0,4 Plat,12x100mm Epoxy,10K,8 Pin Din | 3 | 112.25 | 115.658 | 115.658 | Lab-Ovh
13-620-166-SF | Elec,Cond,K=10.0,4 Plat ,12x110mm Epoxy,10K TC,8 Pin Din | 0 | 111.91 | 99.264 | 99.264
13-620-167-SF | Elec,Cond,K=0.1,Plat,12x90mm Epoxy,10K ,6 Pin Switchcraft | 10 | 80.56 | 94.667 | 16.529
13-620-168-SF | Elec,Cond,K=1.0,Plat,12x90mm,Epoxy,10K,6pin Switchcraft | 0 | 66.68 | 58.983 | 17.653
13-620-181-SF | Elec,pH,FS5D,SJ,12x106mm,Refill,Glass,42"BNC | 25 | 31.85 | 19.401 | 19.401 | Lab-Ovh
13-620-182A-SF | Elec,pH,FS-5,DJ,12x106mm,Tuff,Refill,US Standard | 4 | 34.92 | 32.082 | 22.213
13-620-183A-SF | Elec,pH,FS5D,DJ,12X106mm Glass body,42" BNC | 0 | 32.46 | 22.347 | 20.973 | Lab-Ovh
13-620-185-SF | Elec,pH,FS5D,DJ,12x106mm Glass body,Accutufffast,Refill,42"B | 42 | 57.27 | 29.249 | 29.249 | Lab-Ovh
13-620-187-SF | Elec,pH,FS5D,Mono,12x106mm Glass body,/BNC | 0 | 26.68 | 8.549 | 3.102
13-620-195-SF | Elec,pH,FS5,DJ,#RS5773701W-003B,12x106mm,PBR | 0 | 118.84 | 28.463 | 5.59 | PROX Lab
13-620-196-SF | Elec,pH,FS5,DJ,#RS5733703-003B,Epoxy,Spring Loaded | 5 | 162.69 | 19.357 | 4.925
13-620-197-SF | Elec,pH,FS5,DJ,#RS5773703-003B,Glass body,Spring Load | 0 | 142.44 | 11.059 | 2.427
13-620-216-SF | Elec,Ref,Mono,12x106mm,AgCl Pack,Glass,1M NaSO4,Refillable | 0 | 23.22 | 16.439 | 14.802 | PROX Lab
13-620-220-SF | Elec,pH,FS5,DJ,12x106mm,Epoxy,Refill,US Standard | 0 | 31.37 | 38.818 | 7.098 | PROX Lab
13-620-221-SF | Elec,pH,FS5,DJ,12x106mm,Epoxy,Refill,BNC | 0 | 31.37 | 21.342 | 20.615 | Lab-Ovh
13-620-252-SF | Elec,pH,FS5,SJ,6x180mm,Black Epoxy,Kynar,Sealed,US Standard | 0 | 33.58 | 22.437 | 4.245
13-620-258-SF | Elec,Ref,Mono,SJ,12x106mm Epoxy,Calomel,Refill,Ceramic,Pin | 0 | 37.51 | 10.994 | 0
13-620-270-SF | Elec,pH,FS5,SJ,6x150mm Reduced tip,Glass,Calomel,Refill,US S | 0 | 53.17 | 22.354 | 3.879
13-620-273-SF | Elec,Ref,DJ,12x102mm,Double Refill, inner & Ref. Removable,3 | 35 | 38.77 | 12.298 | 10.604 | PROX Lab
13-620-279-SF | Elec,pH,FS5,DJ,12x140mm Epoxy,Accufast ,US stndrd,No guard | 0 | 60.72 | 28.855 | 7.858
13-620-284-SF | Elec,pH,FS5,Mono,12x106mm Glass body,/BNC | 0 | 26.42 | 12.814 | 5.14
13-620-285-SF | Elec,pH,FS5,SJ,12x106mm Glass,Refill,BNC | 38 | 31.4 | 19.862 | 19.862 | Lab-Ovh
13-620-287A-SF | Elec,pH,FS5,SJ,12x106mm,Epoxy,Refill,BNC | 0 | 30.77 | 18.842 | 18.169 | Lab-Ovh
13-620-288-SF | Elec,pH,FS5,SJ,12x106mm,Epoxy,Calomel,Refill,No Guard | 0 | 44.62 | 9.408 | 3.928
13-620-289-SF | Elec,pH,FS5F,SJ,Refill,12X106mm Epoxy,BNC | 37 | 39.27 | 22.183 | 22.183 | PROX Lab
13-620-290-SF | Elec,pH,FS5,SJ,6x180mm,Black Epoxy,Sealed,Kynar,BNC | 67 | 32.36 | 28.408 | 28.408 | PROX Lab
13-620-291-SF | Elec,pH,FS5,SJ,6x100mm Glass body,Refill,BNC | 5 | 41.24 | 18.601 | 18.601 | PROX Lab
13-620-292-SF | Elec,pH,FS5,SJ,6x150mm Glass body,Refill, BNC | 0 | 41.24 | 18.35 | 17.954 | PROX Lab
13-620-293-SF | Elec,pH,FS5,SJ,6x120mm reduced tip,Glass,CalomelBNC | 0 | 54.39 | 10.816 | 4.193
13-620-295-SF | Elec,pH,FS5,Mono,12x106mm,Glass,BNC | 0 | 25.69 | 11.91 | 4.151
13-620-296-SF | Elec,pH,FS5,DJ,12x106mm,Accufast,Refill,BNC | 12 | 60.71 | 28.826 | 28.826 | Lab-Ovh
13-620-297-SF | Elec,pH,FS5,DJ,6x95mm reduced tip,Accufast,Glass,BNC | 14 | 76.02 | 19.958 | 19.958 | PROX Lab
13-620-298-SF | Elec,pH,FS5,DJ,12x140mm Epoxy no guard,Refill,BNC | 0 | 58.03 | 22.249 | 22.917 | PROX Lab
13-620-299A-SF | Elec,pH,FS5,DJ,12x106mm,Epoxy,Sealed,BNC | 91 | 29.87 | 21.619 | 21.619 | Lab-Ovh
13-620-300-SF | Elec,pH,FS5,SJ,12x106mm,Epoxy,Refill,Calomel,BNC | 0 | 46.89 | 18.95 | 8.287
RDTC-001 | Elec,pH,X2D,DJ,12x120mm,#BP635-DSP-B120,W/Red S8 connector | 0 | 0 | 14.913 | 0.041
ISTEK-256 | Elec,Platinum,DJ,12x300mm,RFP,#7906640-10B-300 | 0 | 0 | 4.457 | 2.228
TOPAC-015 | Elec,Galvanic,12x110mm,10k parallel,PT1K,#023NG15S10BUV10 | 1 | 152.02 | 10.755 | 5.793
TOPAC-016 | Acce,Membrane Kit,1 mil Memb Cartridge and Sol,#M030NG2C-K1 | 0 | 38.35 | 1.052 | 0.652
19-006-0002 | Elec,Cond,K=10.0,Plat,#2731312-6-20P4,12mmX130mm,Epoxy | 0 | 0 | 0 | 0
2731312-6-010B | Elec,Cond,K=10.0,12x130mm,Platinum,Epoxy Body | 0 | 0 | 39.586 | 13.096
4001787401 | Elec,Plat,DJ,#P8229V1225HS23,3/4”NPT,CerTuff,23mmins,PT100 | 0 | 0 | 29.038 | 19.305
WJF-138 | Elec,pH,DJ,XVD,Kynar T/L Body,Flush Ceramic,#TP511V000115AB | 0 | 0 | 0 | 0
4IM00048 | Doc,TF,Man,Elec,AgCI,Ref,#13-620-106,(252),(290) | 2800 | 0 | 0.275 | 0.275
4IM00053 | Doc,TF,Man,pH,Elec,Ag/AgCI,Ref,13-620-140A,(108A),(97A) | 960 | 0 | 0.223 | 0.223
4IM00054 | Doc,TF,Man,pH,Elec,AgCI,Ref,#13-620-83,(289),(98) | 384 | 0 | 0.33 | 0.33
4IM00059A | Doc,TF,Man,pH,Elec,#13-620-51,(52),(61),(62),(64) | 393 | 0 | 0.01 | 0.01
4IM00067 | Doc,TF,Man,Elec,#13-620-180,(181),(184),(185) | 274 | 0 | 0.31 | 0.31
4IM00068 | Doc,TF,Man,ORP,Elec,#13-620-81,(82),(115) | 1214 | 0 | 0.01 | 0.01
4IM00068A | Doc,TF,Man,ORP,Elec,#13-620-81,(82),(115) | 0 | 0 | 0.01 | 0.01
4IM00072A | INST:53,216 | 0 | 0 | 0.01 | 0.01
4IM00074 | Doc,TF,Man,ORP,Elec,CalomelRef,#13-620-95,(96) | 458 | 0 | 0.01 | 0.01
4IM00075 | Doc,TF,Man,ORP,Elec,1000Series,AP60Series,#13-620-112,(AP52) | 933 | 0 | 0.27 | 0.27
4IM00076 | Doc,TF,Man,Cond,Elec,#136-620-100,(101),(102),(155),(156) | 505 | 0 | 0.49 | 0.49
4IM00192 | INST:90,285,182A | 6379 | 0 | 0.28 | 0.28
4IM00194 | INST:90,285,182A,183A,222A,223A,631,AP61 | 1 | 0 | 0.01 | 0.01
4IM00072 | INST:45,53,216 | 5484 | 0 | 0.24 | 0.24
4IM00073 | Doc,TF,Man,ORP,Elec,#13-620-195 | 380 | 0 | 0.01 | 0.01
4IM00075A | Doc,TF,Man,ORP,Elec,#13-620-112,(AP52) | 0 | 0 | 0.01 | 0.01
4IM00052 | Doc,TF,Man,pH,Elec,AgCI,Ref#13-620-91,(92),(93) | 0 | 0 | 0.01 | 0.01
4IM00055 | Doc,TF,Man,pH,Elec,#13-620-288,(300),(272) | 427 | 0 | 0.01 | 0.01
4IM00055A | Doc,TF,Man,pH,Elec,13-620-288,(300),(272) | 338 | 0 | 0.01 | 0.01
4IM00056 | Doc,TF,Man,pH,Elec,#13-620-1,(3),(4),(256),(284),(294),(295) | 217 | 0 | 0.01 | 0.01
4IM00056A | Doc,TF,Man,pH,Elec,13-620-1,(3),(4),(256) | 0 | 0 | 0.01 | 0.01
4IM00063 | Doc,TF,Man,pH,Elec,#13-620-220,(221) | 453 | 0 | 0.3 | 0.3
4IM00066 | Doc,TF,Man,pH,Elec,#13-620-196,(197) | 547 | 0 | 0.01 | 0.01
4IM00188 | Doc,TF,Man,pH,Elec,#13-620-182A,(183A),(182A),(632), | 3610 | 0 | 0.23 | 0.23
4IM00189 | Doc,TF,Man,ORP,ElecPolymerBondy,#13-620-279,(298) | 0 | 0 | 0.01 | 0.01
4IM00189A | Doc,TF,Man,ORP,ElecPolymer/EpoxyUnits/LiquidFilled,(279) | 0 | 0 | 0.01 | 0.01
4IM00197 | INST:149 | 0 | 0 | 0.01 | 0.01
4IM00238 | INST:90,285,182A,183A,222A,257147-001 | 9890 | 0 | 0.11 | 0.11
4IM00239 | Doc,TF,Man,ORP,Elec | 3017 | 0 | 0.3 | 0.3
4IM00046 | Doc,TF,Man,pH,Elec,AgCI,Ref,#13-620-31C,13-620-AP55 | 574 | 0 | 0.01 | 0.01
4IM00047 | Doc,TF,Man,Elec,#13-620-280,-281,-296,-297,-113,-114 | 1195 | 0 | 0.25 | 0.25
4IM00047A | Doc,TF,Man,pH,Elec,#13-620-280,(281),(296),(297) | 2381 | 0 | 0.01 | 0.01
ZBCU015020 | Elec,Copper,DJ,12mmx110mm,Refillable,Epoxy,#CU01508-X18Z | 7 | 0 | 22.931 | 6.705
SP98Y | Elec,pH,X-2D,DJ,12x360mm,O-Ring & Teflon,#BP635-DSP-B360 | 0 | 0 | 15.763 | 9.112
00194243 | Fitting,Reducer Bushing,Metal 1-1/4"NPT x 1"NPT for J-Box | 19 | 0 | 2.4 | 2.4
DESIGN-058 | Elec,Chloride,DJ,12mmx110mm,refill,Glass Body,#CL01502-DL | 0 | 0 | 0 | 0
OUT3400-071 | Raw,Module,Knick,Additional Output,For Protos unit | 0 | 1059.3 | 268.79 | 268.79
THERMALS-001 | Elec,pH,DJ,XVD,12X110,Refill,Glass,30K,#577V701WA1-3BG2.5 | 0 | 0 | 0 | 0
CELLBIO-001 | Elec,pH,XVF,DJ,Components Supplied by Customer,See Drawing | 35 | 75.47 | 21.359 | 21.359 | Lab-Ovh
CELLBIO-002 | Elec,Polorgraphic,Components Supplied by Customer,See Drawi | 0 | 0 | 8.253 | 4.137
606CATORP | Elec,Plat,DJ,Epoxy,1/2"Kynar Housing,#1606645-10B | 6 | 0 | 25.435 | 10.079
606CATPH | Elec,pH,XVD,DJ,1/2"Kynar Housing,SPR,#V-8000-10B | 5 | 0 | 9.669 | 2.999
SI1G4L1C-140-5 | Sub,Stem,pH,5,140mm Length | 0 | 0 | 0.011 | 0.007
SI1L1V1C-140-5 | Sub,Stem,pH,FS5,140mm Length | 1117 | 0 | 0.814 | 0.708 | Lab-Ovh
450666 | Raw,bushing,SL,white,0.410"OD, 0.188"ID,2junction holes | 21100 | 0 | 0.04234 | 0.05
BCE-201 | Elec,Plat,DJ,PTFE Junction,12x110mm,All Ultem,#2739810T-030T | 0 | 0 | 0 | 0
63-0054 | Elec,Cond,SS,12X213mm,K=1.0,lock n load,#2751312-213-10T | 0 | 0 | 27.469 | 8.044
CYCLOPS-164 | Elec,pH,DJ,XVF,PVDF,1"MPT w/Grd,TuffTip,SolGrnd,#V-516B-20BH | 0 | 0 | 0 | 0
670000125 | Elec,pH,SJ,XVD,12x65mm,SpecialCap,Refillable,1Wick,Special | 0 | 0 | 1.787 | 0.867
9214000 | Solu,Standard,Conductivity,4000 U/CM,475ml Bottle | 0 | 0 | 2.162 | 0.0125
9212000 | Solu,Standard,Conductivity,2000 U/CM,475ml Bottle | 0 | 0 | 1.596 | 0.975
13-620-3-SF | Elec,pH,FS5,Mono,12x106mm,Glass,US Standard | 3 | 27.16 | 26.674 | 26.674 | PROX Lab
C32-X42-AA | Sub,Cable,AA,C32,42 Inches,See Note | 0 | 0 | 9.787 | 9.787
C24-X42-DA | Sub,Cable,DA,C24,42 Inches,See Note | 32 | 0 | 3.718 | 3.718 | Lab-Ovh
C24-X24-DA | Sub,Cable,DA,C24,24 Inches,See Note | 0 | 0 | 1.79 | 0
JENCO-070 | Elec,pH,XVD,DJ,SPR,MK1A,Kynar/Viton,Rem Guard,#V-3100-20H | 0 | 0 | 12.871 | 3.877
C32-X42-DA | Sub,Cable,DA,C32,42 Inches,See Note | 0 | 0 | 3.232 | 1.898 | Lab-Ovh
C32-003-DA | Sub,Cable,DA,C32,3 Feet,See Note | 0 | 0 | 1.776 | 0
77120267 | Sub,w/TF boot, 1/4" triaxial phone plug | 0 | 0 | 0 | 0
C29-X42-DD | Sub,Cable,DD,C29,42 Inches,Dual pin:77283002,Cable:99030020 | 0 | 0 | 6.073 | 6.073 | Lab-Ovh
YVL15A0021 | Elec,Cond,K=1.0,Graphite,3 Wire PT100,#2731312-31/317T,DRW | 16 | 40.93 | 24.676 | 24.676 | Lab-Ovh
JENCO-071 | Elec,pH,DJ,XV,3/4"NPT Ryton with guard,PT1K,#196V737-020TV10 | 0 | 0 | 0 | 0
S573701-80-S7 | Elec,pH,X2,DJ,6x80mm,Autoclavable,Sealed | 0 | 239.04 | 5.672 | 6.72
S573701-300-S7 | Elec,pH,X-2,DJ,Sealed Reference,300mm "A" Length | 0 | 313.08 | 7.959 | 7.495
C24-X42-AB | Sub,Cable,AB,C24,42 Inches,See Note | 0 | 0 | 15.381 | 0
77021578 | Raw,Connector,Gold Pin Tyco part no.201578-1 | 0 | 0 | 1.73 | 1.73
KVL-337 | Elec,Antimony w/1/4"Stick Out,DJ,3/4"NPT/Kynar,LCJ,PT100,20' | 1 | 572.62 | 67.98 | 53.365 | PROX Lab
HPL12GXV213020B | Elec,pH,DJ,XVD,SPR,Glass,12mm x 213mm,#V-0000-20B-213 | 0 | 0 | 0 | 0
C63-003-DL | Sub,Cable,DL,C63,3 Feet , See Note | 0 | 0 | 7.604 | 0
C63-003-DM | Sub,Cable,DM,C63,3 Feet,8 Pin Din:77000008,Cable:99031008 | 0 | 0 | 7.604 | 1.562
13-621-703X | Elec,pH,FS5,DJ,12x106mm,Epoxy,Sealed,30K,BNC/Banana | 0 | 0 | 17.54 | 44.834
C35B171N-10H-18 | Elec,Cond,K=0.01,CS40,316SS/Peek,PT100,18"tube,MKVIIComplete | 0 | 0 | 0 | 226.5
R-200B-21-F | Elec,pH,Live Tap,XVD,PT100,316SS/Kynar/Viton,1x21" | 0 | 732.31 | 79.644 | 88.413 | PROX Lab
PSE-01A | Elec,Cond,K=0.1,3/4" BSP,PT100,special AWE | 0 | 0 | 0 | 0
PSE-001A | Elec,Cond,K=0.01,SS,Potted,3/4"BSP,PT100,Special AWE | 0 | 0 | 0 | 0
9044-TC1-10B | Elec,pH,DJ,XVD,12X110mm,Glass Body,PT100,#I-100B-F4-110 | 0 | 0 | 0 | 0
9001092C-010HS | Acce,Cable,F4 to Hanked,for conductivy,4 wires w/shield | 0 | 178.07 | 15.992 | 13.054
ZU0545 | Acce,Knick,Panel Mount for Protos Unit | 0 | 0 | 47.52 | 47.52
7317AA8-140-5 | Sub,pH,Mono,5,140mm Length | 10 | 0 | 0.082 | 0.069
310150ND | Sub,Ag Wire,.01" Diameter,150mm Length,AgCl Dip | 0 | 0 | 0.203 | 0.077
13-620-186-SF | Elec,pH,FS5D,Mono,12mmX106mm Glass body,US Standard | 0 | 26.68 | 15.032 | 5.761
310120ND | Sub,Ag Wire,.01" Diameter,120mm Length,AgCl Dip | 0 | 0 | 0.203 | 0.062
ISTEK-257 | Elec,Conductivity,K=0.01,SS,3/4"MNPT,PT100,#C621-1-1-2 | 2 | 112.53 | 53.426 | 16.841 | PROX Lab
C29-X42-VX | Sub,Cable,VX,C29,42 Inches,See Note | 0 | 0 | 5.04 | 5.04 | Lab-Ovh
K-000E-10IU1 | Elec,pH,XVD,12mmx110mmGlassBody,PT1K,CustomCap for Portamess | 0 | 0 | 3.11 | 1.912
R8000-10B | Elec,Plat,DJ,3/4"BSP,Kynar,Tuff Tip,Ceramic,10'with BNC | 0 | 0 | 0 | 0
P8027-10B | Elec,pH,XVF,DJ,3/4"BSP,Kynar,Tuff Tip,Ceramic,10' with BNC | 0 | 0 | 0 | 0
V-310B-26H-30 | Elec,pH,MKIA,X-VD,DJ,SPR,PT100,Kynar/Viton,Rem Grd,30"Length | 0 | 0 | 94.01 | 41.751
CP621-10 | Elec,Cond,K=1.0,Graphite,CPVC,Heishman Connector | 0 | 0 | 1.474 | 0.532
11250080 | Raw,Wire,Platinum, 99.99% pure, 0.080"Dia | 4.279 | 0 | 1004.47 | 1004.47
7903060-30H | Elec,pH,XVD,Mono,Glass,12mmx110mm | 8 | 0 | 13.411 | 6.337
SM9214000 | Sol,Starting Material, Cond Solution,Standard, 4000 uS/ | 0 | 33.71 | 0 | 0.025
SM9212000 | Sol,Starting Material, Solution,Standard,Conductivity,2 | 0 | 33.71 | 0 | 0.02
7760465 | Elec,pH,X2D,DJ,1/2" MNPT,316L SS,#1953772-020H | 2 | 130.93 | 35.914 | 35.418 | PROX Lab
V-01TB-6BT-213 | Elec,pH,XVD,DJ,SPR,PT100,12x213mm,PlatSolGrnd,TempHFill | 1 | 374.7 | 54.177 | 54.177 | PROX Lab
C29-X42-UK | Sub,Cable,UK,C29,42 Inches,See Note | 0 | 0 | 3.957 | 0
C29-X42-WA | Sub,Cable,WA,C29,42 Inches,See Note | 29 | 0 | 3.908 | 3.931
ELH-084 | Elec,pH,DJ,XVD,12mmX110mm,Refillable,Glass,#577V701-003B | 1 | 86.41 | 23.553 | 23.553 | PROX Lab
ELH-085 | Elec,Reference,DJ,12x110mm,Refill,Glass,#5771425-003U | 7 | 98 | 6.774 | 3.88
V-310B-20H-72 | Elec,pH,MKIA,X-VD,DJ,SPR,PT100,Kynar/Viton,Rem Grd,72" | 1 | 539.88 | 182.603 | 166.448 | PROX Lab
63-0090 | Elec,Fluoride,DJ,T/L,Ryton/Viton,SPR,PT100,#199FL33-010TV12 | 10 | 325.86 | 57.126 | 57.126 | PROX Lab
00070013 | Raw,Glass,Pyrex 20mm x 1.2mm wall(half case) | 11.409 | 0 | 6.4624 | 6.4624
WJF-141 | Elec,pH,X5,SJ,12.5x90mm,Epoxy,Sealed Reference,#6732525-010B | 0 | 0 | 12.387 | 4.066
WJF-142 | Elec,Plat,SJ,12.5x90mm,Epoxy,Sealed Reference,#6739625-010B | 0 | 0 | 36.862 | 10.165
7760191 | Elec,Cond,K=1.0,SS,3/4"MPT,Special HP,10' Cable,LM335Z | 4 | 74.67 | 42.928 | 41.331 | PROX Lab
I-100E-VPI-225 | Elec,pH,DJ,XVD,12X225,PT1000,VP w/Ingold Wiring,GlassBody | 6 | 0 | 61.923 | 20.171 | PROX Lab
13-620-180-SF | Elec,pH,FS5D,SJ,10x106mm,AccuTuff ,US Standard,Refill | 0 | 31.85 | 28.07 | 6.386
C527-1-2-42T | Elec,Cond.,K=0.01,12.5mmX110mm SS,PT1K | 0 | 0 | 0 | 0
95552022 | Raw,O-Ring,Kalrez 2-022, compound 6375 | 43 | 0 | 40.69 | 40.69
JENCO-072 | Elec,pH,DJ,XV,3/4"NPT Ryton,Ceramic,10K,#196V757-20HTV18 | 6 | 146.94 | 50.264 | 20.914 | Lab-Ovh
V-21KB-4BT3 | Elec,pH,MK7,XVD,DJ,PT100,Ryton/Simriz,PTSolGrnd | 0 | 469.87 | 111.196 | 41.402 | PROX Lab
27011-68 | Elec,pH,X-BF,DJ,1/2"MNPT,Tuff Tip,PT100,#1963734H-010TV12 | 1 | 101.04 | 32.256 | 6.25 | PROX Lab
E602-211 | Elec,pH,DJ,XVD,12mmX110mm,Refillable,GlassBody,#577V701-003B | 0 | 0 | 3.657 | 1.84
E602-602 | Elec,pH,DJ,XVD,12X110,Sealed,Epoxy,10K,#573V728A20-3BU1 | 0 | 0 | 10.887 | 3.951
577V755-003B | Elec,pH,XVD,DJ,12mm Bulb,12mmX110mm,Refillable,Glass,Wick | 0 | 213.95 | 23.855 | 22.636 | PROX Lab
310160ND | Sub,Ag Wire,.01" Diameter,160mm Length,Agcl Dip | 0 | 0 | 0.203 | 0.148
7593A5A8F-140-5 | Sub,pH,SJ,5,12x140mm Length,Fisher Refill,1Wick,.165 Int | 252 | 0 | 6.539 | 5.992 | Lab-Ovh
5993-18 | Elec,pH,GXVB,SJ,PT100,3'ABS,#V-310B-10H | 0 | 0 | 82.046 | 0
329513 | Elec,Ref,PVC,Wick,7/16 thread,For OI Analytical,Notes&Drwg | 17 | 75.69 | 39.536 | 39.536 | PROX Lab
V-320B-20H-28 | Elec,pH,MKIA,X-VD,DJ,SPR,PT100,Kynar/Viton,3/4" Top Thread | 0 | 0 | 0 | 0
44000006 | PNS,Tape, 3'' Wide x 110 yds x 2.6 mil thick Logo Tape (Hot | 0 | 0 | 8.54 | 8.54
7593A5T8F-1405D | Sub,pH,SJ,5D,12x140mmLength,1Wick,Fisher Refill,.165" Int. | 48 | 0 | 5.756 | 5.483 | Lab-Ovh
WJF-143 | Elec,ISE,Perchlorate,DJ,12x110mm,Refill,Epoxy,#PER1508-003B | 0 | 0 | 0 | 0
COLE-220 | Elec,Cond,Plat,K=10.0,#5771302-6A1-3I6,30K TC,6 Pin,Glass | 0 | 0 | 32.617 | 5.781
BEIJ-095 | Elec,AG/AGS,DJ,12x110mm,W/125ml Sol 1000ppm,#AGS1502S-003B | 0 | 199.11 | 0 | 0
SE604X-MS | Elec,Knick,Memosens,Conductvity,30KNTC,1"BSP,ATEX | 2 | 0 | 704.03 | 704.03
ISTEK-258 | Elec,Cond,K=1.0,316 SS,PT100,12.5mmX120mm,#C527-2-1-10BRCA | 0 | 0 | 0 | 0
ISTEK-259 | Elec,Conducitivity,K=0.1,SS,PT100,#C527-3-1-010BRCA | 0 | 0 | 28.628 | 10.222
INW-022 | Elec,Bromide,HalfCell.478x1.9"BlackPVC,HighPressure,12"lead | 4 | 155.56 | 25.261 | 24.623 | PROX Lab
C621-1-4-2-010T | Elec,Conductivity,K=0.01,10K ther,insert,3/4"MNPT | 0 | 0 | 59.582 | 0 | PROX Lab
310100ND | Sub,Ag Wire,.01" Diameter,100mm Length,AgCl Dip | 0 | 0 | 0.203 | 0.051
7594A5T8F-1405D | Sub,pH,SJ,5D,12x140mmLength,1Wick,Fisher Refill,.165" Int. | 392 | 0 | 8.007 | 8.007 | Lab-Ovh
00111001 | Raw,Barstock,Kynar 1"OD Black Color | 155 | 0 | 31.6 | 31.6
13-620-156-SF | Elec,Cond,K=0.1,Plat Foil,12x90mm,Glass Body | 3 | 70.82 | 101.747 | 101.747 | Lab-Ovh
5993-08 | Elec,pH,XVBD,DJ,Submersible,3983501-010TV12 | 2 | 0 | 105.015 | 43.919
C29-X42-WQ | Sub,Cable,WQ,C29,42 Inches,See Note | 0 | 0 | 5.906 | 3.419
310130ND | Sub,Ag Wire,.01" Diameter,130mm Length,AgCl Dip | 0 | 0 | 0.203 | 0.227
C63-X42-DM | Sub,Cable,DM,C63,42Iniches,8 Pin Din:77020278,Cable:99031008 | 0 | 0 | 13.399 | 13.399 | Lab-Ovh
SI1G5L1C-140-5 | Sub,Stem,pH,5,140mm Length | 0 | 0 | 0.013 | 0.007
KVL-338 | Elec,pH,XVD,DJ,TC 100 ohm,Klrz O-Ring,1"MNPT,2IM,10'H | 0 | 0 | 0 | 0
E602-200 | Elec,pH,XVD,SJ,12x115,30K,8PinDin,EpxyBdy,#5733528RA1-003BI8 | 0 | 0 | 15.945 | 5.673
193V527-16-010B | Elec,pH,XVD,SJ,1/2"MPT,16mm Stick-out | 0 | 0 | 0 | 0
C20-X42-IP | Sub,Cable,IP,C20,42 Inches,See Note | 0 | 0 | 9.08 | 0
JAF-026 | Elec,Potassium,DJ,12X110mm Epoxy,Sealed,#K001505-003B | 0 | 0 | 18.557 | 11.419
JAF-027 | Solu,Activity Standard, 1000ppm, 475mL Bottle,#K00AS02 | 0 | 0 | 2.162 | 1.457
JAF-028 | Solu,Potassium,ISA,5M NaCl,475mL (93911),#K00IS01 | 0 | 0 | 2.162 | 4.394
C63-X42-DL | Sub,Cable,DL,C63,42 Inches , See Note | 0 | 0 | 11.265 | 11.265 | Lab-Ovh
C29-X42-DA | Sub,Cable,DA,C29,42 Inches,See Note | 0 | 0 | 5.274 | 4.211 | Lab-Ovh
310090ND | Sub,Ag Wire,.01" Diameter,090mm Length,AgCl Dip | 0 | 0 | 0.203 | 0.046
310140ND | Sub,Ag Wire,.01" Diameter,140mm Length,AgCl Dip | 0 | 0 | 0.203 | 0.072
77029800 | Raw,Connector,Gold Socket Mating Pin,9800 Series | 87 | 0 | 22.78 | 22.78
7594A5A8F-140-5 | Sub,pH,SJ,5,12x140mm Length,Refill,1 Wick,.165 Internal | 140 | 0 | 8.37 | 8.37 | Lab-Ovh
COND4A2F-120 | Sub,Conductivity,K=0.1,PlatFoil,12x120mm Length | 0 | 0 | 9 | 0
C29-X42-DS | Sub,Cable,DS,C29,42 Inches | 0 | 0 | 3.889 | 0
CYCLOPS-165 | Elec,Fluoride,DJ,12mmx75mm,Sealed,Glass body,#F001504-75-3B | 0 | 0 | 20.139 | 25.728
DIGITANA-008 | Elec,pH,DJ,XVF,3/4"NPT Ryton,BNC Blue Boot,#196V757SD-020BB | 4 | 119.95 | 29.309 | 6.609 | Lab-Ovh
V-310E-30H | Elec,pH,MKIA,X-VD,DJ,SPR,PT1000,Kynar/Viton,Rem Grd | 11 | 440.07 | 126.569 | 98.467
KVL-339 | Assembly,Flow Cell,PVDF,MKVIII,Acrylic Cover,See Drawing | 0 | 1351.11 | 161.9 | 161.9
ISTEK-261 | Acce,Membrane Cartridge,#M0300MP-R Removable, Notes | 0 | 6.64 | 8.967 | 3.546
7439A5VF-140 | Sub,Mono Reference,SJ,12x140mm Length,Fisher Refill | 19 | 0 | 1.59 | 1.59 | Lab-Ovh
ISTEK-262 | Elec,pH,DJ,XV,12mmX110mm,Refillable,#577V701-010B | 0 | 0 | 0 | 0
ISTEK-263 | Elec,pH,X-VD,DJ,12x115mm,Frit,Fixed Grd,RFV,#V-7000-030B | 1 | 63.28 | 22.44 | 27.555 | Lab-Ovh
7439A6VG-140 | Sub,MonoReference,SJ,FisherStyle,Fisher6mmSideArm, 1Wick.080 | 0 | 0 | 0 | 0
573V526-300-10B | Elec,pH,SJ,XV,Epoxy Body,300mm Length | 0 | 0 | 0 | 0
5651001300UV10 | Elec,Temp,Compensator,8mmx300mm SS PT1K,10' Cable | 0 | 0 | 2.123 | 1.582
ECDH-003 | Raw,Cust, Housing,PEEK,Used with 2005157 (customer supplied) | 0 | 0 | 0 | 0
4001787301 | Elec,Plat,DJ,#P8229V1233HS23,3/4"NPT,CerTuff,23mmIns,PT100 | 3 | 188.62 | 69.035 | 69.035 | PROX Lab
CONDD3A2B-120 | Sub,Conductivity,K=1.0,GlassBody,2PlatBand,12x120mm Length | 0 | 0 | 15.672 | 13.638
13-620-4-SF | Elec,pH,FS5,Mono,12x106mm,Glass body,60"lead,US Standard | 0 | 25.71 | 15.086 | 0
13-620-294-SF | Elec,pH,FS5,Mono,12x106mm Epoxy,No Guard,BNC | 0 | 22.76 | 12.6 | 4.553
13-620-280-SF | Elec,pH,FS5,DJ,6x95mm Reduced tip,Glass,Accufast,Refill,US s | 0 | 76.29 | 22.683 | 4.412
CL01502-006T | Elec,Chloride,DJ,12mmX110mm,refill,glass body | 0 | 0 | 1.83 | 1.045
SK41T3 | Elec,Cond,K=1.0,#5771304-32-10/8S,12x110mm,4 band,Special | 0 | 0 | 95.142 | 14.826
13-620-509-SF | Elec,Ammonia,#NH31501F-X42B,12X110mm,Delrin, | 0 | 193.32 | 38.202 | 41.125 | PROX Lab
13-620-510-SF | Elec,Carbon Dioxide,#C021501F-X40A, 12mmX 110mm | 0 | 210.76 | 29.725 | 4.142
13-620-511-SF | Elec,Carbon Dioxide,#CO21501F-X39B,12x110mm | 0 | 217.1 | 84.42 | 0.07
13-620-518-SF | Elec,Chloride,Mono,12x102mm,Epoxy Body,US Standard | 0 | 154.11 | 8.245 | 0
13-620-519-SF | Elec,Chloride,Mono,12.5mm Black Epoxy,39"LN w/BNC | 0 | 154.11 | 8.441 | 0
13-620-521-SF | Elec,Bromide,Mono,12.5mm,Black Epoxy | 0 | 166.26 | 8.59 | 3.034
13-620-522-SF | Elec,Fluoride,Mono,12.x102mm Epoxy body,US Standard | 0 | 167.29 | 13.121 | 3.217
13-620-523-SF | Elec,Fluoride,Mono,12mmx102mm Black Epoxy,/BNC | 0 | 153.81 | 8.346 | 0
13-620-525-SF | Elec,Bromide,DJ,12x110mm,Glass,Refill,BNC | 2 | 220.68 | 13.481 | 3.431 | PROX Lab
13-620-526-SF | Elec,Chloride,DJ,12x110mm,Refill,Glass,US Standard | 0 | 212.17 | 22.318 | 4.39
13-620-528-SF | Elec,Fluoride,DJ,12x106mm,Refill,Glass,US Standard | 0 | 212.17 | 23.26 | 6.265
13-620-532-SF | Elec,Potassium,DJ,#K001508-X40B,12x110mm,Refill,Epoxy | 5 | 190.44 | 39.233 | 33.617 | PROX Lab
13-620-534-SF | Elec,Nitrate,DJ,#NO31508S-X40B,12x110mm,Refill,Epoxy | 2 | 196.69 | 33.152 | 31.68 | PROX Lab
13-620-536-SF | Elec,Calcium,DJ,#CAL1508S-X40B,12x110mm,Epoxy,Refill | 0 | 186.25 | 17.517 | 4.072
13-620-538-SF | Elec,Cyanide,DJ,#CNO1508S-X40B,12x110mm,Epoxy,Refill | 1 | 153.61 | 67.849 | 35.011 | PROX Lab
13-620-543-SF | Elec,Lead,Mono,12.5x102mm Epoxy,BNC | 3 | 192.72 | 8.05 | 2.771
13-620-545-SF | Elec,Silver,Mono,12.5x102mm,Epoxy Body,BNC | 0 | 173.77 | 24.457 | 7.277
13-620-547-SF | Elec,Cupric,12x110mm,Glass Body,42" Cable w/BNC,Refillable | 0 | 237.6 | 9.172 | 3.473
13-620-551-SF | Elec,Silver/Sulfide,DJ,12x110mm,Glass,40"BNC,Refill | 25 | 218.53 | 13.481 | 3.431 | PROX Lab
13-620-546-SF | Elec,Cupric,DJ,CU21502S-X40A,12x110mm,Glass,Refill | 0 | 237.6 | 22.793 | 4.184
4IM00223 | Doc,TF,Man,ISE,Ag/H2S,#13-620-544(545) | 29 | 0 | 0.01 | 0.01
C02-X42-BB | Sub,Cable,BB,42 Inches,Male BNC:77020104,Cable:99030517 | 0 | 0 | 2.743 | 0
4IM00215 | Doc,TF,Man,ISE,Ca,#136-620-536,(537) | 2 | 0 | 0.01 | 0.01
7317AT8-140-5D | Sub,pH,Mono,5D,12x140mm Length | 0 | 0 | 0.08 | 0.032
C32-X42-GS | Sub,Cable,GS,C32,42 Inches | 0 | 0 | 1.099 | 0
CA/M12-010M12-8 | Cable Assembly,M12 to M12, 10 Meters | 0 | 0 | 27.704 | 149
COLE-224 | Elec,Cond,K=1.0,Graphite,3/4"MPT CPVC,PT100,#1921303-31-35T | 0 | 0 | 19.149 | 7.903
JENCO-073 | Elec,pH,DJ,XVD,3/4"NPT Ryton,CeramicNotched,#P721VV10340HS | 0 | 0 | 247.078 | 24.527
CA/M12-005N485 | Acce,Cable,Knick,Digital,5 meter, for SE740 Optical DO | 0 | 0 | 141.3 | 141.3
CYCLOPS-166 | Elec,Cond,K=0.1,316 SS,PT1K,3/4"MNPT,#C621H-3-2-2-010T | 0 | 0 | 1.224 | 0.709
573V528A203BG2. | Elec,pH,SJ,X-V,12x115mm,10K,2.5mm phone plug,Epoxy,Sealed | 0 | 0 | 25.468 | 18.975
93X219049 | Elec,Cond,K=10.0,4Plat,12x100mm,8 pin Din,10K TC,#13-620-164 | 0 | 0 | 114.516 | 21.278
1921325.5-3125T | Elec,Cond,K=1.0,1/2"NPT CPVC,316L SS | 0 | 0 | 0 | 4.208
277V719-7DLGSP | Elec,pH,DJ,XVD,12x80mm,High purity | 0 | 0 | 11.121 | 6.347
EC20071 | Elec,pH,X5,SJ,12X115mm,Sealed Ref,Polycarbonate,#PHPE130-3B | 4 | 33.24 | 23.746 | 4.354 | PROX Lab
310150NN | Sub,Ag Wire,.01" Diameter,150mm Length,No Dip | 0 | 0 | 0.203 | 0.077
14055014 | PNS,Epoxy, Clear, RF5014, No additives, 5 Gal. size SEE NOTE | 0 | 0 | 0 | 0
00602000 | Raw,Barstock,Peek(virgin)2"OD,Black Color | 2 | 0 | 173.18 | 173.18
00302201 | Raw,Bar Block,Delrin White Color,2.25"x 1.25"x 1.00" | 48 | 0 | 3.65 | 3.65
A-200B-20BT | Elec,pH,TB551,XVD,DJ,SPR,PT100,Kynar/Viton | 1 | 408.01 | 61.613 | 57.308 | PROX Lab
V-0000-10B-103 | Elec,pH,Ryton Cap,X-VD,DJ,SPR,No TC,12x103mm | 0 | 0 | 6.894 | 4.027
ISE1502F | Sub,ISE,138mm Length, | 24 | 0 | 0.105 | 0.074
4IM00214 | Doc,TF,Man,ISE,Br,13-620-520,(521) | 12 | 0 | 0.01 | 0.01
4IM00213 | Doc,TF,Man,ISE,CI-,#13-620-518,(519) | 23 | 0 | 0.01 | 0.01
4IM00216 | Doc,TF,Man,ISE,F,#13-620-522,(523) | 6 | 0 | 0.01 | 0.01
4IM00225 | Doc,TF,Man,ISE,Pb,13-620-548,(549),(542),(543) | 49 | 0 | 0.01 | 0.01
4IM00219 | Doc,TF,Man,ISE,F,#13-620-528,(529) | 0 | 0 | 0.01 | 0.01
4IM00222 | Doc,TF,Man,ISE,CN-,13-620-538,(539) | 0 | 0 | 0.01 | 0.01
4IM00221 | Doc,TF,Man,ISE,N,13-620-534,(535) | 0 | 0 | 0.01 | 0.01
4IM00220 | Doc,TF,Man,ISE,K,13-620-532,(533) | 1 | 0 | 0.01 | 0.01
4IM00226 | Doc,TF,Man,ISE,Ag/H2S#13-620-550,(551) | 0 | 0 | 0.01 | 0.01
4IM00218 | Doc,TF,Man,ISE,CI-,13-620-526,(527) | 8 | 0 | 0.01 | 0.01
4IM00224 | Doc,TF,Man,ISE,Cuo,#13-620-546,(547) | 15 | 0 | 0.01 | 0.01
4IM00217 | Doc,TF,Man,ISE,Br,13-620-524,(525) | 324 | 0 | 0.01 | 0.01
00370007 | Raw,Cust, Cap Ring,White color w/Hole | 2498 | 0 | 0.22 | 0.22
ISE1508F | Sub,ISE,Internal,137mm Length, | 39 | 0 | 7.449 | 7.114 | Lab-Ovh
R-210B-20H-06 | Elec,pH,Live Tap,X-VD,PT100,316SS/Kynar/Viton,1x6",PTSolGrnd | 0 | 732.58 | 91.598 | 85.324 | Lab-Ovh
13-620-1006-SF | Combo Ph, FS5 Dome, DJ, 3K TC, Sol Grnd, 3/4" Ryton Housing | 0 | 91.27 | 0 | 0
13-620-10040SF | Combo Ph, FS5 Dome, DJ, PT-100, Sol Grnd, 3/4" Ryton Housing | 0 | 91.27 | 0 | 0
13-620-1003-SF | Elec,pH,FS-5,DJ,#P822FV0110EBH,TT,3K TC,3/4"CPVC Housing | 0 | 82.03 | 19.333 | 8.003
13-620-1002-SF | Elec,pH,FS5F,DJ,#P822FV1010EBT,TT,PT1K,Ceramic tuff tip 3/4" | 0 | 82.03 | 7.874 | 3.509
13-620-1001-SF | Elec,pH,FS5F,DJ,#P822FV1210EBT,PT100,Ceramic Tuff tip,3/4"C | 0 | 77.67 | 19.319 | 0
13-620-1000-SF | Elec,pH,FS5F,DJ,#P822F00010AB,Ceramic tuff tip,,3/4" CPVC Ho | 0 | 58.73 | 11.906 | 4.948
13-620-113-SF | Elec,pH,FS5,12x145mm,Accufast,3-wire Thermistor,42" | 0 | 77.04 | 9.179 | 38.505
13-620-122-SF | Elec,Silver,Mono,12x106mm, Glass,42" w/Pin | 4 | 47.18 | 37.978 | 26.249 | Lab-Ovh
13-620-184-SF | Elec,pH,FS5D,DJ,10x106mm Glass body,Refill,US Standard | 0 | 55.61 | 31.285 | 5.789
13-620-256-SF | Elec,pH,FS5,Mono,12x106mm,No Guard,Epoxy,US Standard | 0 | 24.46 | 16.874 | 4.444
13-620-499-SF | Reservoir Bottle | 0 | 6.48 | 2.749 | 2.079
13-620-501-SF | Elec,MoNo, 12X100mm Glass body, BNC | 0 | 119.78 | 9.081 | 3.725
13-620-61-SF | Elec,Ref,Mono,12x106mm Glass,Refill,Sleeve Junction,Calomel | 0 | 23.86 | 6.009 | 2.773
13-620-631S-SF | Elec,pH,GXV,DJ,12x106mm,Epoxy Body,10K,Refill,BNC/2.5 Phone | 0 | 32.86 | 13.871 | 6.715
13-620-632-SF | Elec,pH,FS5D,DJ,12x106mm,Glass Body,10K,Refill,BNC/2.5 Phone | 0 | 111.09 | 28.53 | 28.53 | Lab-Ovh
13-620-850-SF | Elec,pH,FS5,DJ,3x38mm,AgCl,Refill,BNC | 0 | 59.58 | 19.765 | 19.765 | PROX Lab
13-620-851-SF | Elec,pH,FS5,DJ,3x150mm,AgCl,Refill,BNC | 0 | 64.56 | 22.089 | 22.089 | PROX Lab
13-620-852-SF | Elec,pH,FS5,DJ,6x120mm reduced tip,Glass,AgClBNC | 0 | 41.24 | 19.209 | 19.209 | PROX Lab
13-620-853-SF | Elec,pH,FS5,Mono,12x106mm Glass body,/BNC, For AgCl Ref | 0 | 26.42 | 11.86 | 4.647
13-620-854-SF | Elec,pH,FS5D,Mono,12x106mm Glass body,/BNC,For AgCl Ref | 0 | 26.68 | 11.861 | 4.543
13-620-855-SF | Elec,Reference,DJ,12x106mm Glass,AgCl,Refill,Pin | 1 | 21.98 | 13.983 | 13.983 | PROX Lab
13-620-856-SF | Elec,Ref,Mono,12x106mm Glass,Refill,Sleeve Junction,AgCl | 0 | 24.46 | 31.971 | 30.203 | PROX Lab
13-620-857-SF | Elec,Reference,Mono,10x64mm,AgCl,Special Cap | 27 | 21.47 | 4.443 | 1.707
13-620-858-SF | Elec,Ref,Mono,DJ,12x106mm Epoxy,AgCl,Refill,Ceramic,Pin | 5 | 24.46 | 16.271 | 16.271 | PROX Lab
13-620-859-SF | Elec,Ref,Mono,DJ,12x106mm Epoxy,Porus Kynar,AgCl | 30 | 24.46 | 27.747 | 14.22 | PROX Lab
13-620-91-SF | Elec,pH,FS5,SJ,12x106mm Glass,Refill,60" US Standard | 0 | 33.32 | 28.394 | 4.016
13-620-AP31-SF | Elec,Cond,K=1.0,Epoxy,Alden Cable w/10K Thermiste | 6 | 106.9 | 75.342 | 27.578
4IM00070 | Doc,TF,ORP,Elec,#13-620-122 | 0 | 0 | 0.01 | 0.01
310170ND | Sub,Ag Wire,.01" Diameter,170mm Length,AgCl Dip | 0 | 0 | 0.194 | 0.087
310080ND | Sub,Ag Wire,.01" Diameter,080mm Length,AgCl Dip | 0 | 0 | 0.203 | 0.041
310180NN | Sub,Ag Wire,.01" Diameter,180mm Length,No Dip | 0 | 0 | 0.205 | 0.093
4IM00198 | Doc,TF,Man,ISE,Na,Indication,#13-620-500,(501),(502) | 200 | 0 | 0.01 | 0.01
4IM00211 | Doc,TF,Man,ISE,NH,#13-620-508,(511) | 0 | 0 | 0.01 | 0.01
4IM00212 | Doc,TF,Man,ISE,CO2,#13-620-510,(511) | 7 | 0 | 0.01 | 0.01
577V591A75-10B | Elec,pH,XV,SJ,12x75mm,Glass Body,1.4" Cap,Packed Column,AC | 2 | 0 | 9.992 | 5.94
ISA27C | Solu,ISA,475ML Bottle,TISAB III,#F00IS03 | 0 | 0 | 2.162 | 3.93
4IM00050 | Doc,TF,Man,pH,Elec,Ag/AgCI,Ref,13-620-273 | 20 | 0 | 0.01 | 0.01
CHEMA-039 | Elec,pH,XVF,DJ,3/4"MPT CPVC,TuffTip,Cer,PT100,#V-BV10B-25CD2 | 0 | 0 | 0 | 0
95550701 | Raw,O-Ring,Kalrez 7mm x 1mm,6375 compound | 29 | 0 | 15.68 | 15.68
SI1G5L1A-140-5F | Sub,Stem,pH,5Flat,140mm Length | 0 | 0 | 0.013 | 0
TEST-REPORT | Test Report | 0 | 0 | 0 | 0
ECI-041 | Elec,Cond,K=1.0,Plat,4Cell,12mmX300mm,10K,See Drawing | 1 | 322.19 | 99.39 | 99.39 | Lab-Ovh
A-3NK1-10BT | Elec,pH,TB557,X-VD,SPR,3Kohm,Kynar/Simriz,w/nipple | 0 | 0 | 109.902 | 28.2
POLY-001 | Elec,pH,X-VF,DJ,3/4"NPT CPVC,PT100,Tuff Tip,#V-BV10B-20BH | 1 | 150.51 | 42.935 | 42.935 | PROX Lab
77331001-M | Raw,Temperature Compensator,PT100,Micro | 1667 | 0 | 1.16 | 1.16
E602-225 | Elec,Sodium,DJ,12x110mm,Refillable,GlassBody,#NA71502-003B | 1 | 0 | 0 | 0
CLEAN-025 | Elec,Sodium,DJ,#NA71502-003B,12x110mm,Refillable,Glass Body | 0 | 0 | 8.792 | 0.55333
00050325 | Raw,Tubing,Epoxy, Black, 0.325"OD x 0.250"ID | 291 | 0 | 3.19 | 3.19
TOPAC-017 | Elec,pH,X-2,SJ,#5573501-003B,6x110mm,Reduced Tip,Refillable | 0 | 0 | 0 | 0
V-516B-30H | Elec,pH,DJ,TuffTip,Kynar 1"MPT w/Grd,100ohm,SolGrnd,SPR | 1 | 536.81 | 82.12 | 82.12 | PROX Lab
P721PVT000315B | Elec,pH,XVDT,DJ,3/4"NPT,Ryton,Ceramic Notched,Sol. Plat Grd. | 0 | 0 | 0 | 0
16111001 | PNS, Assembly,Fishing Line Braided for Accu fast | 1 | 0 | 0.06 | 95
16111002 | PNS, Assembly,Fishing Line Nylon for wick,13-620-966 | 0 | 0 | 0.1 | 0.1
A5PVV01ST10EBT1 | Elec,pH,XV,PasveValve,TuffTipPTFE,Flange,3K,100mmInsrt,SolGr | 0 | 504.93 | 79.89 | 0 | Lab-Ovh
SI1L1V1A-140-5F | Sub,Stem,pH,5F,140mm Length | 118 | 0 | 0.017 | 0.017 | Lab-Ovh
310110ND | Sub,Ag Wire,.01" Diameter,110mm Length,AgCl Dip | 0 | 0 | 0.203 | 0.057
310220ND | Sub,Ag Wire,.01" Diameter,220mm Length,AgCl Dip | 0 | 0 | 0.251 | 0.148
310180ND | Sub,Ag Wire,.01" Diameter 180mm Length,AgCl Dip | 0 | 0 | 0.205 | 0.148
310210ND | Sub,Ag Wire,.01" Diameter 210mm Length,AgCl Dip | 0 | 0 | 0.24 | 0
BEIJ-016 | Elec,Cadminum,#CD21508-003B,12x110mm,Epoxy,Refillable | 0 | 0 | 0 | 0
TP571VV12SK20HS | Elec,pH,DJ,XVD,SPR,TB557,PT100,TuffTip,Kalrez,Hanked | 0 | 0 | 0 | 0
AGCL111 | PNS,Raw,Equal Parts Ag Powder,AgCl,KCl,For Accuphast | 0 | 0 | 0 | 0
ELH-086 | Elec,pH,X-VF,DJ,3/4"MPT CPVC,PT100,#P822VV12A34T,NOTES | 0 | 136.62 | 52.126 | 44.447 | PROX Lab
00190126 | Raw,Barstock,SS 1-1/2"dia, 316L | 0 | 4.09 | 42.65 | 42.65
CE-2000-F1 | Elec,Cond,Toroidal,1.5"Kynar,0-10mS=4-20mA,20ft,#C3254PS.1 | 0 | 459.09 | 245.173 | 201.432 | Lab-Ovh
95550801 | Raw,O-Ring,Kalrez 8mm x 1mm, 6375 compound | 4 | 0 | 17.18 | 17.18
DESIGN-060 | Acce,Adapter,1/2" MNPT to 5/8-14 F/BSP thread Kynar | 0 | 85.45 | 0 | 0
COLE-229 | Elec,Cond,K=1.0,316L SS 1/2"MNPT,PT100,#C621-2-1-1-50T | 0 | 0 | 0 | 0
5993-07 | Elec,pH,SJ,#1963527-010TV12,1/2"NPT In-Line,PT100 | 3 | 0 | 15.138 | 10.328
V-400E-20H | Elec,pH,X-VD,DJ,PT1000,3/4"MPT Kynar w/Grd,SPR | 2 | 470.29 | 55.308 | 53.183 | PROX Lab
5731301-31-003T | Elec,Conductivity,K=1.0,Graphite,12mmX110mm,PT100,Epoxy body | 0 | 0 | 0 | 0
DESIGN-061 | Elec,Plat,DJ,3/4"MPT Ryton,Ceramic,Tuff Tip,#V-A9100-10H | 1 | 109.08 | 47.677 | 12.888 | PROX Lab
DESIGN-062 | Elec,pH,X-VSD,DJ,3/4"MPT Ryton,Cer Tuff Tip,#V-AV100-10H | 0 | 108.4 | 31.094 | 30.741 | PROX Lab
SI1E5L1C-175-5 | Sub,Stem,pH,5,175mm Length | 28 | 0 | 0.01 | 0.01
CONDD6B2B-140 | Sub,Conductivity,K=10.0,2PlatBand,12x140mm Length | 0 | 0 | 22.607 | 8.6132
CONDD4B2F-120 | Sub,Conductivity,K=0.1,2PlatFoil,12x120mm Length | 0 | 0 | 37.793 | 0
77180134 | Raw,Cap,Plug Head,Black color,shell only,from Telegartner | 142 | 0 | 0.755 | 0.755
XP21T005_RCA | Elec,pH,SJ,XVD,12X110mm,Glass,PT1K,#577V521-0X18BRCAV10 | 0 | 0 | 0 | 0
XK10B005 | Elec,Cond,K=1.0,12x110mm,Graphite,No TC,#5731301-3-X18B | 0 | 0 | 0 | 0
ISE28B | Elec,Fluoroborate,DJ,12mmx110mm,Sealed,Epoxy,#BF41505-003B | 0 | 0 | 4.417 | 27.542
COND3B4B-140 | Sub,Conductivity,K=10.0,Glassbody 2 platbands 12x140mm Lengt | 6 | 0 | 22.651 | 17.289
DIK-004-SL | Elec,pH,X-VD,DJ,12x115mm,Frit,Guard,Med Cap,RFV,#V-7000-17SL | 4 | 58.42 | 32.022 | 29.974 | PROX Lab
ISTEK-269 | Elec,pH,X-2,DJ,10mX250mm,Sealed Ref,#5273792-250-010B | 7 | 56.3 | 28.367 | 7.007 | PROX Lab
K-700E-10IU1 | Elec,pH,XVD,12mmx110mmEpoxyBody,PT1K,CustomCap for Portamess | 0 | 298.79 | 21.672 | 16.368 | PROX Lab
2731312-34-15HS | Elec,Conductivity,K=1.0,Graphite,12x110mm Epoxy,10K ther | 0 | 0 | 19.605 | 7.217
2731312-34-17HS | Elec,Cond,K=1.0,Graphite,12x110mm Epoxy,10K Ther | 14 | 142.93 | 36.023 | 36.023 | Lab-Ovh
DESIGN-063 | Elec,pH,X2F,DJ,3/4" NPT Ryton,PT100,TuffTip,#P8212V12S-D6 | 0 | 0 | 0 | 0
95552205 | Raw,O-Ring,Kalrez 2-205, compound 6375 | 28 | 0 | 31.44 | 31.44
15300018-C | Raw,Cap,White Ribbed w/foam liner for 2oz bottle | 976 | 0 | 0.08 | 0.08
AWE-045 | Elec,pH,XV,DJ,12x115mm,Epoxy Guard,30K,RFV,#V-700J-3BRCA | 0 | 0 | 0 | 0
ISTEK-272 | Elec,pH,X2D,DJ,12x40mm,WickJunc,Washer/Tefon,#BP635W-DSP-B40 | 0 | 0 | 0 | 0
I-110B-20HSP120 | Elec,pH,PG13.5,X-VD,DJ,SPR,PT100,12x120mm,SG,Spinn Cap | 0 | 0 | 41.131 | 14.699
1500145 | Acce,Adapter,T/L 316SS 1/2" MPT for twist-lock electrodes | 0 | 232.38 | 16.204 | 4.993
R-110B-F6-36 | Elec,pH,X-VD,PT100,DJ,SPR,SolGrnd,316SS,36",F6 Connector | 0 | 0 | 21.933 | 0
DIGITANA-017 | Elec,Plat,DJ,3/4"MPT CPVC,Self Cleaning,#1929857-020BB | 0 | 121.48 | 46.793 | 46.471 | PROX Lab
TOPAC-018 | Elec,Ref,SJ,Spring Loaded,Refillable,Epoxy,#5731428-003B | 0 | 0 | 0 | 0
PHS-010ST/TH | Elec,pH,XV,DJ,#192V737-10HTV18,3/4"MPT CPVC w/Guard,10K ohm | 0 | 0 | 0 | 0
FISHER-94 | Sub,pH, SJ, 1Wick, Fisher, .165, 6mm x 60mm Length, | 0 | 0 | 0.06 | 0
FISHER-293 | Sub,pH, SJ, 1Wick, Fisher, .165, 6x150mm Length | 0 | 0 | 0.103 | 0
FISHER-292 | Sub,pH, SJ, 1Wick, Fisher, .165, 6x150mm Length | 3 | 0 | 0.042 | 0.033
TOPAC-020 | Elec,Ref,SJ,#5771423-003B,12x110mm,Ceramic,Refillable | 4 | 0 | 6.395 | 1.317
5731302-6A1-3I6 | Elec,Cond,K=10.0,Plat,12X110mm,Epoxy Body,30K | 0 | 0 | 44.073 | 24.909
FISHER-852 | Sub,Glass Body, 6x120mm Length, DJ | 3 | 0 | 0.214 | 0.214 | Lab-Ovh
FISHER-123 | Sub,Glass Body, 2 PlatWire | 0 | 0 | 6.875 | 0.006
CYCLOPS-169 | Lock & Load Assembly, Kynar, 1-1/2"NPT,#1961020 | 0 | 545.84 | 149.839 | 113.302
CYCLOPS-170 | Elec,pH,Antimony,SJ,12mmX213mm,Epoxy,#2737672-213-010B | 0 | 0 | 22.931 | 9.067
FISHER-297 | Sub,pH,SJ,1Wick,Fisher,.165,6x180mm Length | 13 | 0 | 0.12 | 0.119
FISHER-273 | Sub,Mono Reference, DJ, Double Refill, 12mm Length | 0 | 0 | 0.992 | 0
FISHER-195 | Sub,pH, 5, 12x140mm Length, 1 Inch | 0 | 0 | 0.077 | 0.029
FISHER-79 | Sub,Mono Reference, 10mm OD Length | 0 | 0 | 0.04 | 0
59351-24 | Elec,pH,XVD,12x110mm,Epoxy,PT1K,#K-700E-3IU1 | 2 | 129.55 | 34.857 | 34.857 | PROX Lab
FISHER-291 | Sub,Combo pH, SJ, 5D, 6mm&100mm, Reduced Tip | 0 | 0 | 0.035 | 0.021
BCE-151 | Elec,Oxygen,Submersible,250nA Out Put,#D-PS24VES-15BG | 0 | 184.9 | 0 | 0
9392-SS-10B | Elec,pH,X2D,DJ,12x213mm,SS Body,W/Boot,#2753781-010B | 4 | 110.84 | 32.64 | 25.664
V-100B-F-70 | Elec,pH,XVD,DJ,T/L,TC 100 ohm,SPR,70mm stick-out | 8 | 0 | 36.139 | 11.222 | Lab-Ovh
E602-352 | Elec,Silver,SJ,12mmX110mm,Refillable,Glass,#5770601-003B | 0 | 0 | 0 | 0
5737872-010B | Elec,pH,DJ,Antimony,12mmX80MM Epoxy | 0 | 258.65 | 39.649 | 39.649 | PROX Lab
V-29KB-6BT | Elec,pH,XVD,MK6,with 2-205 Simriz O-Rings,PT100,Ryton Body | 0 | 515.1 | 59.603 | 62.879 | Lab-Ovh
00110250-B | Raw,Barstock,Kynar 1/4"Dia Black Color | 0 | 0 | 2.272 | 2.272
I-11TB-F6-225 | Elec,pH,DJ,XVD,TempH,PT(Solgrnd)12X225,GlassBody,PT100,F6 | 1 | 486.28 | 44.377 | 18.972
CYCLOPS-171 | Elec,Ammonium,DJ,12mmX213mm,Epoxy,Sealed,#NH41505-213-010B | 0 | 0 | 0 | 0
INATEC-202 | Elec,pH,XV,SJ,115mm Length,Epoxy Body,#573V526-010B | 0 | 0 | 9.128 | 3.81
INATEC-203 | Elec,pH,X-V,SJ,12mmX110mm,Sealed,#577V501-010B | 0 | 0 | 8.19 | 3.397
INATEC-204 | Elec,pH,XV,SJ,115mm Length,Epoxy Body,#573V526-030B | 0 | 0 | 14.533 | 6.343
INATEC-205 | Elec,pH,X-V,SJ,12mmX110mm,Sealed,#577V501-030B | 0 | 0 | 12.774 | 5.657
TOPAC-023 | Elec,Cond,K=0.1,Plat,3/4"NPT Kynar,PT1K,#1961304-42-010BU | 0 | 0 | 127.49 | 54.647
4002965503 | Elec,pH,DJ,XVF#P822VV10VPK23,3/4"NPT,CerTuff,23mmIns,PT1000 | 0 | 196.61 | 85.87 | 79.372 | PROX Lab
JENCO-075 | Elec,Cond,SS pin,3/4"MNPT,Kynar,20'Cable,See DWG and Notes | 0 | 0 | 0 | 0
5771302-4A1-3I6 | Elec,Cond,K=0.1,Plat,12X110mm Glas body,30K T/C | 0 | 0 | 0 | 0
ELM-144 | Elec,Mono Reference,#2731492-120-S8,12X120mm,Epoxy,Sealed | 0 | 0 | 0 | 0
5993-48 | Elec,pH,XVB,DJ,PT1K,1/2"MNPT,Kynar,#1963778-010TV10 | 1 | 72.51 | 28.795 | 11.127
I-100E-F-120 | Elec,pH,DJ,XVD,12X120,PT1000,GlassBody,PG13.5 Cap | 15 | 263.09 | 18.317 | 0.068 | PROX Lab
7317AA8-140 | Sub,pH,Mono,140mm Length | 0 | 0 | 0.081 | 0.019
51010-CA-J | Elec,Ref,DJ,InnerFill#IFS-A,OuterFill#56000-P,#5771423-003D | 0 | 0 | 12.886 | 2.181
51550 | Elec,Ref,DJ,InnerFill#IFS-D,OuterFill#55415,#5771423-003D | 4 | 64.79 | 8.716 | 6.912
51010-NA | Elec,Ref,DJ,InnerFill#IFS-H,OuterFill#55410,#5771423-003D | 38 | 66.73 | 14.875 | 14.875 | Lab-Ovh
51010-CA | Elec,Ref,DJ,InnerFill#IFS-H,OuterFill#56000-P,#5771423-003D | 4 | 64.79 | 14.185 | 12.573 | Lab-Ovh
51010-K | Elec,Ref,DJ,InnerFill#IFS-H,OuterFill#55410,#5771423-003D | 1 | 64.79 | 13.846 | 2.268 | Lab-Ovh
51023 | Elec,Sodium,Mono,12mmX110mm,InnerFill#IFS-A,#NA71501-003B | 48 | 123.57 | 21.728 | 21.728 | PROX Lab
51770-J | Elec,Calcium,Mono,12mmX110mm,InnerFill#IFS-C,#CAL1501-003B | 0 | 0 | 10.574 | 3.978
51333 | Elec,Potassium,Mono,12mmX110mm,InnerFill#IFS-B,#K001501-003B | 12 | 213.88 | 32.569 | 32.569 | PROX Lab
51770 | Elec,Calcium,Mono,12mmX110mm,InnerFill#IFS-C,#CAL1501-003B | 0 | 0 | 12.213 | 4.602
51553 | Elec,Chloride,Mono,12mmX110mm,Epoxy Body,#CL01501-003B | 10 | 161.65 | 13.518 | 12.124
2IST-KCL | PNS,Polymer gel, 4m KCL | 0 | 0 | 0 | 0
I-10W0-S8-250 | Elec,pH,X-VD,DJ,SPR,12x250mm,Wick,Tfe Washer & O-R,S8 | 3 | 323.45 | 41.006 | 35.256 | PROX Lab
XZ10T6-PB | Elec,Galvanic,#023NG25-20BUV10,12x110mm,PT1K,Delrin | 0 | 0 | 16.6 | 13.235
XK10T6 | Elec,Cond,K=1.0,#5731301-32-020BU,Graphite,12X110mm,PT1K | 0 | 0 | 16.777 | 2.24
JAF-031 | Elec,Silver/Sulfide,DJ,Epoxy,12x110mm,Refill,#AGS1508-003B | 0 | 0 | 28.574 | 6.236
7903927 | Elec,pH,DJ,X2F,3/4"NPT Ryton,Ceramic tuff tip,#RP82200050CD | 0 | 0 | 0 | 0
ISTEK-275 | Elec,pH,XV,DJ,12x115mm,Frit,Guard,Medium Cap,RFV,#V-7000-15B | 4 | 49.51 | 24.596 | 9.675 | PROX Lab
93X218904 | Elec,pH,FS5,DJ,12x140mmEpoxy no guard,Refill,BNC,#13-620-298 | 0 | 0 | 29.245 | 0
00110500-B | Raw,Barstock,Kynar 1/2"dia, black color | 272 | 0 | 5.81 | 5.81
KVL-354 | Elec,pH,DJ,PTFE TuffTip,Kynar 1"MPT w/Grd,100ohm,SolGrnd,SPR | 0 | 483.06 | 68.479 | 64.558
WJF-146 | Elec,Platinum Disk,DJ,3/4" CPVC Housing,#1929857-010BB | 0 | 0 | 0 | 0
310260ND | Sub,Ag Wire,.01" Diameter,260mm Length,AgCl Dip | 0 | 0 | 0.297 | 0.148
V-0000-10B-213 | Elec,pH,Ryton Cap,X-VD,DJ,SPR,No TC,12x213mm | 2 | 243.03 | 27.342 | 25.516 | PROX Lab
FISHER-81 | Sub,Fisher,pH,SJ,12x120mm Length,1Wick | 14 | 0 | 8.001 | 8.002
VLR-I | PNS,Ross-Style Internal pH Fill Solution | 0 | 0 | 0 | 0
VLR-R | Ross-Style Reference GEl, with Natrosol | 0 | 0 | 0.155 | 0
TP5119W01ST30EB | Elec,Plat,DJ,Kynar Body,3000 ohm,T/L,Tuff Tip,PTFE | 0 | 0 | 0 | 0
C19Q414-10H | Elec,Cond,K=1.0,316SS/TFE,TC 3000 ohm,T/L | 1 | 279.21 | 42.231 | 13.432
C19E214-2H | Elec,Cond,K=0.1,316SS/TFE,TC 1000 ohm,T/L | 0 | 0 | 0 | 0
HPL-12-GX2-010B | Elec,pH,X5,SJ,12X115mm,Polycarbonate,#PHPE130-10B | 24 | 33.15 | 8.401 | 7.693
310200ND | Sub,Ag Wire,.01" Diameter,200mm Length,AgCl Dip | 0 | 0 | 0.229 | 0.148
310160NN | Sub,Ag Wire,.01" Diameter,160mm Length,No Dip | 0 | 0 | 0.203 | 0
22082204 | Raw,O-Ring,Silicone 70, 2-204 | 812 | 0 | 0.037 | 0.037
I-1000-S8 | Elec,pH,DJ,XVD,12x120mm,Washer and Teflon | 2 | 280.29 | 36.519 | 36.519 | PROX Lab
I-100E-F | Elec,pH,DJ,XVD,12X120,PT1000,GlassBody,PG13.5 Cap | 1 | 0 | 18.316 | 0.46
I-100E-VPI | Elec,pH,DJ,XVD,12X120,PT1000,VP w/Ingold Wiring,GlassBody | 0 | 0 | 6.169 | 2.929
2010662-2B | Acce,Adapter,Wiring SN6 to MBNC, 3mm Coax, 2' Length | 0 | 62.61 | 6.714 | 5.378 | Lab-Ovh
T-0230/S | Elec,pH,DJ,XVF,#673V734TS-003R,12x110mm,14.22Cap | 0 | 145.15 | 66.045 | 69.966 | PROX Lab
577130234010I8J | Elec,Conductivity,K=1.0,Plat,12mmX110mm,10K Ther | 0 | 213.12 | 68.345 | 27.9 | PROX Lab
577130244010I8J | Elec,Cond.,K=0.1,Platinum,12mmX110mm,10K T/C,Glass body | 0 | 0 | 102.037 | 7.86
577130544010I8J | Elec,Conductivity,K=0.1,Plat,160mm,25mm Reservoir,10K T/C | 0 | 0 | 11.869 | 2.251
33370478-C | Raw,Cap,Molded Black Nylon .478" x 1.4"L | 33044 | 0 | 0.21315 | 0.145
PROM-007 | Elec,pH,X-2,DJ,12X80mm,Red S7,#2773777-005DLGSP | 3 | 67.16 | 32.802 | 34.619 | PROX Lab
A027NG15-220-DL | Elec,Galvanic,12x220mm,#027NG15-220-DL | 0 | 0 | 14.035 | 2.26
A2779092-010T | Elec,Double Plat,SJ,Glass,12X110mm,#2779092-010T | 2 | 156.04 | 55.054 | 50.501 | Lab-Ovh
6561HT | Elec,pH,XVD,DJ,CPVC,Teflon,4 Pin Lemo,Sealed,#HTYSI | 0 | 0 | 0.289 | 0.29
ELH-087 | Elec,pH,XVD,DJ,12x110mm,Glass,#V-0000-30H | 0 | 0 | 16.126 | 5.789
CYCLOPS-173 | Elec,pH,MK7,X-VD,DJ,SPR,PT100,Ryton/Viton,#V-200B-2BT | 0 | 0 | 20.22 | 4.69 | Lab-Ovh
FISHER-115 | Sub,pH, Mono,12x120mm Length,glass body | 5 | 0 | 9.257 | 9.158
C35B271-10H | Elec,Cond,K=0.1,316SS/PEEK,100 ohm,w/BV,7" Ins,10FT | 0 | 1246.4 | 353.095 | 324.523 | Lab-Ovh
PRO-016 | Elec,Oxygen,Polarographic,12X225,#D-P014PB225113HS | 0 | 0 | 0 | 0
C2-010-UF | Sub,Cable,UF,C2,10 feet,See Note | 0 | 0 | 10.671 | 10.671 | Lab-Ovh
ELM-145 | Elec,Temperature,PT100,12mmX110mm,Glass,#2771001-16TV12 | 0 | 0 | 4.453 | 3.745
93X646601 | Elec,pH,FS5D,DJ,12x106mm,Glass,10K,BNC/2.5 Phone,#13-620-632 | 0 | 113.61 | 36.388 | 36.388 | Lab-Ovh
SI1K1V1D-100 | Sub,pH,SJ,Plat.Band,100mm | 0 | 0 | 15.456 | 0
2737689-004HS | Elec,pH,SJ,Antimony,12X110mm,Sealed Reference,Epoxy body | 8 | 201.51 | 31.217 | 27.823 | Lab-Ovh
ISTEK-279 | Elec,Polar,PT100 3/4" MPT CPVC,250nA-320nA,#192IP57-33TV12 | 0 | 298 | 136.519 | 40.396 | PROX Lab
PR4V570-3B | Elec,pH,XVD,VLR Fill,DJ,Wick,Refill,12mmx110,Glass | 1 | 507.97 | 35.12 | 19.701 | PROX Lab
2010VPI-PTS-20H | Acce,Adapter,Wiring,Vario Pin to Hanked, 20' | 0 | 205.99 | 69.898 | 69.898 | Lab-Ovh
C46-010-TC | #26 Teflon Wire, 10', Strip & Tin | 0 | 0 | 1.981 | 0
05290700 | Raw,Chem,Buffer Capsules pH 7.0, 10/per vial | 5 | 0 | 12.6 | 12.6
05290400 | Raw,Chem,Buffer Capsules pH 4.0, 10/per vial | 5 | 0 | 12.6 | 12.6
SPS-003 | Acce,Cable,RG174,#99001043BB-2BB,Blue/Black Boot,M/BNC to M/ | 10 | 18.98 | 2.07 | 1.543
SPS-004 | Acce,Cable,RG174,#99001043RB-2BB,Red/Black Boot,M/BNC to M/B | 10 | 18.98 | 2.07 | 1.543
5661-03 | Autoclavable Sealing Cap,Ultem,#M060083,Fits Detachable Plug | 0 | 0 | 4.766 | 1.02
5661-09 | Acce,Cable,Detachable Lead,5mm O.D.,#9001081-010B,Low Noise | 0 | 29.94 | 12.466 | 11.725 | Lab-Ovh
PHE-5311-10 | Elec,pH,X-2,SJ,#1963527-010B,1/2" NPT | 1 | 69.42 | 22.078 | 20.944 | PROX Lab
63-0009 | Elec,pH,XVF,DJ,3 Wire PT100,#1922757-25TV12S | 1 | 111.48 | 55.817 | 55.817 | PROX Lab
99030031 | Raw,Cable,C-64,Belden 8723cross,4 conductor 22awg,Gray Jackt | 0 | 1.61 | 0.37 | 0.37
V-001B-16BT | Elec,pH,Ryton Cap,X-VD,DJ,SPR,PT100,12x80mm | 0 | 240.41 | 21.526 | 8.673
27503-28 | Solu,Perchlorate,1000ppm,#PERAS02,475 mL | 0 | 16.75 | 2.162 | 2.118
93X218814 | Elec,pH,X-2,SJ,#ECFG7350401B,#5773597-3B,Guard,Refill | 0 | 24.24 | 15.186 | 15.186 | Lab-Ovh
93X218819 | Elec,pH,X-2,#ECFG7370101B,#5773701-3B,SleeveRefil,SpecInstr | 0 | 52.37 | 23.213 | 23.213 | Lab-Ovh
93X219057 | Elec,Cond,K=10.0,#EC620164,#13-620-164,4 Band,8 Pin,10K | 0 | 0 | 114.097 | 4.95
35803-58 | Solu,ISA, Tisab, Peco#: ITISAB1. | 0 | 27.21 | 2.562 | 2.517
16351218 | Raw,Barstock,Graphite Rod 1/8"DIA | 81 | 0 | 2.6 | 2.6
00600010 | Raw,Barstock,Peek(virgin),1"OD | 19 | 0 | 50 | 50
00190025 | Raw,Barstock,SS 316L, 1/4"OD | 6 | 0 | 6.6667 | 6.6667
44289072 | Raw,Tubing,Butyrate,clear, 1"ODx6FT used for shipping electr | 462 | 0 | 0.663 | 0.663
77180103 | Raw,Sealing cap,for S7,S8 connector (Red) | 2934 | 0 | 0.21663 | 0.15334
11250030 | Raw,Wire,Platinum, 99.99% pure, 0.030"Dia | 72.586 | 0 | 81.213 | 81.213
55001111 | Labor,Tin coating graphite junction | 0 | 0 | 0.8 | 0.8
05293033 | Raw,Chem,Ammonium Chloride, 99.5+%, ACS Reagent | 30100 | 0 | 0.03 | 0.03
11250100 | Raw,Wire,Platinum, 99.99% pure, 0.010"Dia, Annealed Finish | 249.056 | 0 | 14.63 | 26.8219
05298300 | Raw,Chem,Acetic Acid ACS 2.5Kg units | 0 | 0 | 0.01 | 0.01
22172003 | Raw,O-Ring,Viton 75, 2-003, Black Color | 284 | 0 | 0.02 | 0.02
44000911 | PNS,Bag, Clear Ziplock 9'' x 12'',2 mil thick | 5400 | 0 | 0.0531 | 0.05313
44000069 | PNS,Bag, Clear Ziplock Bag 6'' x 9'' 2 mil | 2000 | 0 | 0.0272 | 0.02724
22090335 | Raw,O-Ring,Buna 70, 0.335" OD x 0.025" Thick | 1009 | 0 | 1.3 | 1.3
22092011 | Raw,O-Ring,Buna 70, 2-011 | 6972 | 0 | 0.011 | 0.01
33390014 | Sub,Cap,12mm Ryton .482" Core pin | 1221 | 0 | 0.81 | 0.81
00191800 | Raw,Tubing,SS 316,.125"OD x.010"wall x 4.72"L, 1 End Closed | 1142 | 0 | 0.93 | 0.93
11230006 | Raw,Wire,Silver, 99.99% pure, 0.006"Dia | 1295.686 | 0 | 0.36 | 0.36
15000216 | PNS,Bubble Wrap,Shipping 6''Slit x300'L,3/16''bubble,no perf | 1 | 0 | 6.375 | 6.375
11240250 | Raw,Disk,Gold, 99.99% pure, 0.250"Dia x 0.024"Thick | 76 | 0 | 70.3166 | 72.79
A-300B-20H | Elec,pH,TB557,XVD,SPR,PT100,Kynar/Viton | 3 | 546.01 | 59.071 | 55.863 | Lab-Ovh
MKX-12031PSDC | Holder,MKX 316 Pnue Retr Assy,DC Prox snsrs,Viton O-r,3"insr | 0 | 3467.91 | 1223.751 | 1223.751
5606646-6B | Elec,Plat,DJ,TB551 NO GUARD,Annular Junct,SPR. | 12 | 352.88 | 66.767 | 66.767 | Lab-Ovh
3000000 | Miscellaneous/Other | 0 | 0 | 0 | 0
V-200B-3BT | Elec,pH,MK7,X-VD,DJ,SPR,PT100,Ryton/Viton | 2 | 430.47 | 21.392 | 21.392 | Lab-Ovh
27505-62 | Acce,Membrane Kit (PK/3),#NO3MK22,Membranes,O-rings,Int Fill | 0 | 0 | 10.389 | 25.588
27040-02 | Elec,pH,X-5F,DJ,PT100,3/4"MNPT,Teflon Junc,#RS9225V12T10EB | 0 | 0 | 31.551 | 7.823
29000-05 | Elec,Carbon Diox,12x300mm,BNC,#CO21505-300-10 | 1 | 0 | 33.793 | 0
35802-48 | Elec,Water hardness,#WHA1503-003B,Oakton | 2 | 0 | 3.835 | 1.848
1240473 | Elec,Plat,Double Plat, Lakewood housing,15BT,see drawing | 1 | 149.57 | 69.769 | 40.815
I001502-003B | Elec,Iodide,DJ,12x110mm,Glass Body,Refillable | 0 | 394.94 | 18.411 | 1.06 | PROX Lab
PCE-80-CN1001 | Elec,Cyanide,#CN01502-S7,12x110mm,Glass | 2 | 213.54 | 32.76 | 14.82 | PROX Lab
PHFS-A250 | Solu,KCL/AGCL, #R001011-250 | 0 | 17.23 | 5.093 | 4.948
5663-54 | Oxygen Electrolyte Filling Solution P#R001068-125, 125ML | 0 | 5.84 | 1.482 | 1.399
19500-30 | Elec,Cond,K=1,#1921323-34-010T,Plat,1/4" Pipe T | 3 | 179.95 | 74.125 | 56.747 | PROX Lab
19500-65 | Elec,Cond,K=1.0,#C621-2-4-1-10T,316 SS,1/2" NPT,10K | 2 | 89.01 | 52.644 | 50.754 | PROX Lab
27507-30 | Elec,pH,X-5,DJ,#5735728RA14-03BRCA,30K,Refillable | 0 | 71.68 | 28.741 | 25.911 | PROX Lab
CYCLOPS-176 | Elec,Plat,DJ,3/4"NPT,Notched Cer,#V-A9500-10BB,Blue Boot | 0 | 0 | 0 | 0
C32-002-BG | Sub,Cable,C32,BG,2 Feet,See Note | 0 | 0 | 1.365 | 0
C32-002-BH | Sub,cable,BH,C32,2 Inches , See Note | 0 | 0 | 1.365 | 0
A2759881-10B | Elec,Plat,DJ,SS,12x213mm,SS,W/Boot,#2759881-10B | 0 | 0 | 0 | 0
WJF-147 | Acce,Adapter,Wiring FBNC/MMolextoHanked,S=ZV Cable,6',#20107 | 0 | 0 | 6.159 | 3.758
SI1L1V1A-125-VF | Sub,Stem,pH,SJ,VF,0.235"x125mm length | 306 | 0 | 0.014 | 0.038
573V526-003BD | Elec,pH,XVD,SJ,12mmX115mm,sealed Reference,Epoxy Body | 0 | 0 | 0 | 0
TP57190003-60T | Elec,Plat,DJ,TB557,Notched Ceramic | 0 | 0 | 17.059 | 8.102
4002965403 | Elec,pH,DJ,XVF#P721VV10STVPK23,3/4"NPT,TefTuf,23mmIns,PT1000 | 0 | 178.56 | 83.268 | 83.268 | PROX Lab
52713023003110T | Elec,Cond,K=1.0,10mmx300mm,PT100,Glass Body | 0 | 0 | 0 | 0
27009-38 | Elec,Plat,DJ,#2779800-010T,12x110mm,PG13.5 Spinning Cap | 1 | 0 | 33.219 | 9.222
TITRO-014 | Elec,Plat,DJ,12x110mm,Refill,14.22mm cap,Glass,#6779804-003R | 0 | 202.77 | 77.097 | 77.873 | Lab-Ovh
TITRO-015 | Elec,pH,DJ,XVF,12X110mm,#673V734A1-3IU1,14.22cap,Cer.tufftip | 0 | 0 | 0 | 0
E602-009 | Elec,pH,DJ,XVF,12X110mm,CerTuffTip,30K T/C,#573V734A1-003B | 0 | 0 | 9.909 | 3.187
TITRO-017 | Connector, Type F Coaxial 50 ohms, RG174 (male),#77020106 | 0 | 49.88 | 32.179 | 9.99
22091215 | Raw,O-Ring,Buna 70, 12mm x 1.5mm, for S7 & S8 connectors | 3680 | 0 | 0.06 | 0.06
01X560201 | Membrane,NH3,13-620-512,NH3MK066F,3 Membranes&Oring,Guard | 0 | 58.1 | 22.363 | 25.362
PASCO-004 | Membrane Replace,C02,3Membranes Cartridge,3 O-ring,#C02MK02 | 0 | 45.97 | 17.839 | 12.622
PASCO-009 | Solu,CO2 Inner Filling,125mL Bottle,(950202),#CO2IF01 | 0 | 26.14 | 1.482 | 1.482
LJ-003 | Elec,pH,X-VD,DJ,SPR,12x120mm,Wick,Tfe Washer,#I-10W0-S8-120 | 0 | 0 | 0 | 0
LJ-004 | Elec,pH,XVD,12mmx120mm,Half Cell,#577V301-120-S8 | 0 | 0 | 16.5 | 9.9
7591AM | Sub,pH,SJ,Gold Disk | 1 | 0 | 81.157 | 81.157 | Lab-Ovh
SI1G5L1B-125-VD | Sub,pH,DJ,VD,125mm length | 19 | 0 | 0.013 | 0.026
C2-003-WB | Sub,Cable,C2,WB,3 Feet,See Note | 0 | 0 | 4.177 | 0
JENCO-084 | Elec,pH,X-VD,DJ,TC 1000 ohm,1" MPT Kynar,SPR,#V-90GE | 0 | 0 | 17.61 | 12.787
DESIGN-065 | Elec,Plat,DJ,3/4"MPT Ryton,Ceramic Tuff Tip,#V-A9100-10B | 0 | 0 | 4.86 | 4.748
1921020THS | Lock&Load Assembly,CPVC,ExtraLong,for 12x225 Elec w/PG13.5 | 0 | 846.91 | 239.342 | 177.898 | Lab-Ovh
4001786801 | Elec,pH,DJ,XVF#P822VV12T25HS,3/4"NPT,TefTuff,1.75"Ins,PT100 | 0 | 0 | 24.651 | 10.748
V-4009-X14Q | Elec,pH,X-VD,DJ,TC 8525ohm,3/4"MPT Kynar w/Grd,SPR | 0 | 0 | 42.255 | 31.31
310130NN | Sub,Ag Wire,.01" Diameter,130mm Length,No Dip | 0 | 0 | 0.203 | 0.067
SZ9471 | Acce,Cable,DL,LowNoise,DL to BNC,#9001071-007B | 0 | 13.79 | 14.709 | 5.994
310420ND | Sub,Ag Wire,.01" Diameter,420mm Length,AgCl Dip | 0 | 0 | 0.48 | 0
310050ND | Sub,Ag Wire,.01" Diameter,050mm Lenght,AgCl Dip | 0 | 0 | 0.203 | 0
5771302-6-003B | Elec,Conductivity,K=10.0,Plat,12X130mm,Glass Body | 0 | 0 | 0 | 0
I-100E-S8-30H | Elec,pH,DJ,XVD,12X120,PT1000,GlassBody,PG13.5 Cap | 0 | 0 | 40.876 | 16.277
310190ND | Sub,Ag Wire,.01" Diameter,190mm Length,AgCl Dip | 0 | 0 | 0.218 | 0
4002965603 | Elec,Plat,DJ,#P8229V10VPK23,3/4"MPT CPVC,PT1K,23"Insert | 0 | 188.99 | 89.055 | 85.857 | PROX Lab
5993-17 | Elec,pH,SJ,#1963527-10T,1/2"NPT In-Line | 0 | 0 | 15.606 | 7.446
022AP27-10TTV12 | Elec,Oxy,PVC,AWE style,PT100,250nA out put | 6 | 406.67 | 0 | 0
93X557101 | Elec,Ref,Mono,12x106mm,Cracked Bead,Refill,Cal.#13-620-57 | 0 | 0 | 4.767 | 0
D-G771GIJ120DL4 | Elec,Galvanic,12mmX120mm,Glass Body,Ingold TC | 0 | 0 | 0 | 0
SI1G1V1B-125-VD | Sub,Stem,pH,VD,125mm Length | 228 | 0 | 0.807 | 0.703 | Lab-Ovh
310220NB | Sub,Ag Wire,.01" Diameter 220mm Length,Anodized & AgCl Dip | 0 | 0 | 0.251 | 0.178
C35B171N-20H | Elec,Cond,K=0.01,316SS/PEEK,100 ohm,w/J Box,7" Ins | 0 | 0 | 281.896 | 5.44
001031 | Acce,Cable,RG58 Lownoise, SN6 To BNC,#9001099-X30B | 0 | 53.31 | 12.045 | 12.045 | Lab-Ovh
001836 | Elec,Platinum,DJ,120mm From The Arm,# 5779883-DLG | 9 | 140.68 | 45.425 | 40.08 | Lab-Ovh
44090604 | PNS,Box, Shipping, 9''x 6'' x 4'' Corrugated Single Wall | 0 | 0 | 0.33 | 0.33
PTTK183-50BTV12 | Elec,pH,XVF,DJ,Ceramic,Tuff Tip,3/4"BSP Kynar,PT100 | 1 | 195.66 | 78.354 | 72.229 | PROX Lab
CHEMA-040 | Elec,pH,XVF,DJ,#V-BV10B-15BH,3/4"MPT CPVC,PT100,Tuff Tip | 0 | 0 | 25.081 | 11.955
ISE66B | Elec,Cyanide,#CN01522-003B,Refill,Replacement Membrane | 0 | 0 | 35.133 | 2.463
001611 | Elec,pH,X-1D,Mono,8x100mm,Straight,#5672301DTR-S7 | 0 | 41.45 | 7.009 | 6.007
001454 | Elec,pH,X-2,DJ,Side Arm Refill,120mm From Arm,#5773783-DLG | 0 | 0 | 7.804 | 6.304
001047 | Elec,pH,X2,DJ,SideArm,KNO3 Fill,4 BufCapSol,#5773783KN/4-DLG | 0 | 0 | 7.267 | 5.744
010017 | Elec,Fluoride,12x100mm,Side Arm Refill,#F001502SA-DLG | 0 | 0 | 14.892 | 23.312
001834 | Elec,pH,XV,DJ,12x100mm,0.235 Side arm,Refill,#PH4V570-SA-S7 | 0 | 0 | 7.465 | 6.061
310140NN | Sub,Ag Wire,.01" Diameter,140mm Length,No Dip | 0 | 0 | 0.203 | 0.072
7317AA-2 | Sub,pH,Mono,2,12x120mm Length | 33 | 0 | 0.064 | 0.064
7793AAK-2 | Sub,pH,DJ,2,12x120mm Length,Refill, for Kyoto only | 33 | 0 | 6.92 | 6.92 | Lab-Ovh
GR-173 | Sub,Reference,SJ,12x120mm,Refill | 0 | 0 | 8.867 | 8.867
SI1L1V1C-125-VD | Sub,Stem,pH,VD,125mm Length | 0 | 0 | 0.014 | 0.008
SI1L1V1B-125-VD | Sub,Stem,pH,VD,125mm Length | 0 | 0 | 0.813 | 0.813 | Lab-Ovh
PHE-5311-10PT1K | Elec,pH,X-2,SJ,#1963527-010BGV10,1/2"MNPT Kynar | 0 | 97.17 | 32.084 | 9.925 | PROX Lab
ISE1502 | Sub,ISE,12mm x 120mm Length,Glass Body,Refill | 12 | 0 | 9.931 | 9.931 | Lab-Ovh
458P-0-40H | Assembly, Detachable Kynar for 455,456,457,458 Electrodes | 0 | 429.77 | 77.221 | 77.221 | Lab-Ovh
D-P715P0K-250DL | Elec,Oxygen,Polarographic,12mmX250mm,SS,316SS | 0 | 0 | 0 | 0
C2-010-UM | Sub,Cable,UM,C2,10 Feet,See Note | 0 | 0 | 8.698 | 0 | Lab-Ovh
22072014 | Raw,O-Ring,EPDM 2-014, 70 Duro | 245 | 0 | 0.18 | 0.18
C2-020-UM | Sub,Cable,UM,C2,20 Feet,See Note | 0 | 0 | 13.707 | 0
C2-010-UK | Sub,Cable,UK,C2,10 Feet,See Note | 0 | 0 | 9.858 | 0
C29-020-UM | Sub,Cable,UM,C29,20 Feet,See Note | 0 | 0 | 13.747 | 0
C29-010-UM | Sub,Cable,UM,C29,10 Feet,See Note | 0 | 0 | 9.842 | 0
ISE1505 | Sub,ISE,138mm Length | 0 | 0 | 0.018 | 0.015
00190012 | Pin,SS 304,.250"x.250",pin for TBI Housing | 220 | 0 | 1.51 | 1.78
ISE1522 | Sub,ISE,DJ,Glass internal,for Epoxy body,Refill,120mmL | 20 | 0 | 0.019 | 0.018
PHENO-005 | Elec,pH,XVD,DJ,6X240mm,Sealed,ReducedTip,Glass,PHCV1102B240 | 3 | 211.47 | 26.777 | 21.319 | PROX Lab
PHENO-006 | Acce,Adapter,Vessel Port Entry/ThreadedAcce,Adapter,Ultem,Ph | 0 | 0 | 0.414 | 0.385
WJF-150 | Elec,pH,DJ,Tuff Tip,TC 3K ohm,FBNC/Nickel plate,CPVC,#SX2716 | 0 | 0 | 14.91 | 0
310170NN | Sub,Ag Wire,.01" Diameter 170mm Length,No Dip | 0 | 0 | 0.194 | 0
AGSPEL01 | Pellet, ISE-Silver/Sulfide, 7.2mm OD x 3.3mm H | 0 | 0 | 7.52 | 0
NH4PVC01 | Sub, PVC Membrane, ISE-Ammonium, 40mm OD | 0 | 0 | 88.36 | 45.427
NH4IF01 | Solu,Internal Fill for ISE-Ammonium, 1L | 0 | 0 | 0 | 0
BF4PVC01 | Sub, PVC Membrane, ISE-Fluoroborate, 40mm OD | 0 | 0 | 20.02 | 240.51
BR0PEL01 | Pellet, ISE-Bromide, 7.2mm OD x 3.3mm H | 0 | 0 | 0 | 1.454
CALPVC01 | Sub, PVC Membrane, ISE-Calcium, 40mm OD | 0 | 0 | 54.97 | 46.733
CALIF01 | Solu,Internal Fill for ISE-Calcium, 1L | 0 | 0 | 4.325 | 0
CL0PEL01 | Pellet, ISE-Chloride, 7.2mm OD x 3.3mm H | 0 | 0 | 6.7 | 0.781
PERPVC01 | Sub, PVC Membrane, ISE-Perchlorate, 40mm OD | 0 | 0 | 20.02 | 240.51
PERIF01 | Solu,Internal Fill for ISE-Perchlorate, 1L | 0 | 0 | 4.325 | 0
CU0PEL01 | Pellet, ISE-Copper, 7.2mm OD x 3.3mm H | 0 | 0 | 0 | 1.344
CN0PEL01 | Pellet, ISE-Cyanide, | 45 | 0 | 29 | 29
F00IF01 | Solu,Internal Fill for ISE-Fluoride, 1L | 0 | 0 | 4.236 | 0
I00PEL01 | Pellet, ISE-Iodide, | 0 | 0 | 0 | 0
N03PVC01 | Sub, PVC Membrane, ISE-Nitrate, 40mm OD | 0 | 0 | 25.22 | 244.066
N03IF01 | PNS,Solution, Internal Fill for ISE-Nitrate, 1L | 0 | 0 | 4.325 | 1.965
K00PVC01 | Sub, PVC Membrane, ISE-Potassium, 40mm OD | 0 | 0 | 73.84 | 91.033
K00IF01 | Solu,Internal Fill for ISE-Potassium, 1L | 0 | 0 | 4.325 | 0
V-0000-20H-103 | Elec,pH,Ryton Cap,X-VD,DJ,SPR,No TC,12x103mm | 0 | 0 | 9.813 | 4.881
NAHOSPIF01 | Solu,Internal Fill for ISE-Hospal-Sodium, 1L | 0 | 0 | 4.325 | 0
NALABIF01 | Solu,Internal Fill for ISE-Laboratory-Sodium, 1L | 0 | 0 | 0 | 0
NAINDIF01 | Solu,Internal Fill for ISE-Industrial-Sodium, 1L | 0 | 0 | 0 | 0
GXNA | Sodium glass membrane for ISE | 0 | 0 | 0 | 0
SURPVC01 | Sub, PVC Membrane, ISE-Surfactant, Solvent Rich, 40mm OD | 0 | 0 | 15.23 | 5.53
WHAPVC01 | Sub, PVC Membrane, ISE-Water Hardness, 40mm OD | 0 | 0 | 162.29 | 15.858
WHAIF01 | PNS,Solution, Internal Fill for ISE-Water Hardness, 1L | 0 | 0 | 3.192 | 0
2IES-KCL | Eutech Polymer gel with 4M KCl/AgCl (AgCl Removed) | 0 | 0 | 0 | 0
CD2PEL01 | Pellet, ISE-Cadmium, | 0 | 0 | 0 | 0
22172216 | Raw,O-Ring,Viton 75, 2-216, Black Color | 86 | 0 | 0.3 | 0.3
SMBF4IF01 | Sol,Starting Material, Internal Fill for ISE-Fluoroborate | 0 | 0 | 0 | 0
SMCALIF01 | Sol,Starting Material, Internal Fill for ISE-Calcium, 1 | 0 | 0 | 0 | 0
SMPERIF01 | Sol,Starting Material, Internal Fill for ISE-Perchlorat | 0 | 0 | 0 | 0
SMF00IF01 | Solu,Starting Material,InternalFill for ISE-Fluoride | 0 | 0 | 0 | 0
SMN03IF01 | Sol,Starting Material, Internal Fill for ISE-Nitrate, 1 | 0 | 0 | 0 | 0.85
SMK00IF01 | Sol,Starting Material, Internal Fill for ISE-Potassium | 0 | 0 | 0 | 0
SMSURIF01 | PNS,Solu,Starting Material, Internal Fill for ISE-Surfactant | 0 | 0 | 0 | 0
SMWHAIF01 | Raw,Solu,Starting Material, Internal Fill for ISE-Water Hard | 0 | 0 | 20.7 | 0
N03LIQUID | Raw Material, Base Liquid for ISE-Nitrate PVC Membrane, | 0 | 0 | 0 | 350.831
AGAGSMIX | Raw Material, 50%-50% Mix of SilverSulfide/Silver Powder | 0 | 0 | 0 | 0
SMCU0POWDER | Raw Material, Copper Powder for Cu+2 ISE Pellet Synthesis | 0 | 0 | 0 | 0
SMCD2POWDER | Raw Material, Cadmium Powder for Cd+2 ISE Pellet Synthesis | 0 | 0 | 0 | 0
SMICNPOWDER | Raw Material, Powder for both I- & CN- ISE Pellet Synthesis | 0 | 0 | 0 | 0
SMBR0POWDER | Raw Material, Br- Powder for Bromide ISE Pellet Synthesis | 0 | 0 | 0 | 1.402
SMCL0POWDER | PNS,Solder, Raw Material, Cl- Powder for Chloride ISE Pellet | 0 | 0 | 0 | 1.48
SMAGSPOWDER | Raw Material, Powder for Silver/Sulfide ISE Pellet Synthesis | 0 | 0 | 0 | 1.21
SMPB2POWDER | Raw Material, Pb+2 Powder for Lead ISE Pellet Synthesis | 0 | 0 | 0 | 0
31060E310D80 | Sub,Ag Wire,140mm Length,Glass Bead,Anodized & AgCl Dip | 0 | 0 | 0 | 0
31040B310D50 | Sub,Ag Wire,090mm Legth,Glass Bead,AgCl dip | 0 | 0 | 0.255 | 0
C2-020-WI | Sub,Cable,WI,C2,20 Foot, See Note | 0 | 0 | 16.576 | 14.468 | Lab-Ovh
05290010 | Raw,Chem,Lead(II)Nitrate,Pb(NO3)2,ACS reagent,>99.0% | 0 | 0 | 0.351 | 0.351
ISTEK-281 | Elec,pH,DJ,X2D,AutoclavableDJ,225MM"A"Length,#SA73792-225-DL | 0 | 0 | 0 | 0
SP11T | Elec,pH,XVF,DJ,12mmx110mm,Tuff-Tip,PT1K,#573V734-3BUV10 | 4 | 112.6 | 36.855 | 31.183 | PROX Lab
05290011 | Raw,Chem,Magnesium Chloride Anhydrous,MgC12 | 2000 | 0 | 0.04 | 0.04
ATT6-140 | Sub,TestTube | 6458 | 0 | 0.475 | 0.47533 | Lab-Ovh
C2-010-WM | Sub,Cable,WM,C2,10 feet, See Note | 2 | 0 | 9.797 | 8.648 | Lab-Ovh
SP10T3S | Elec,pH,X-VD,SJ,#573V528A4-10BU,12X115MM,PT1K | 0 | 0 | 17.308 | 8.25
TOPAC-025 | Elec,Cond,K=1.0,Graphite,12X110mm,PT1K,#5731301-32-003BU | 3 | 0 | 9.157 | 6.096
C29-X10-UL | Sub,Cable,UM,C29,10 Inches,See Note | 0 | 0 | 2.766 | 0
C29-020-UL | Sub,Cable,UL,C29,20 Feet,See Note | 0 | 0 | 13.627 | 0
AREF25N-230 | Sub,Mono,Reference | 25 | 0 | 0.007 | 0.005
AREF25N-400 | Sub,Mono,Reference | 23 | 0 | 0.012 | 0.01
C29-010-UT | Sub,Cable,UM,C29,10 Feet | 0 | 0 | 8.711 | 0
310120NN | Sub,Ag Wire,.010" Diameter,120mm Length,No Dip | 0 | 0 | 0.203 | 0.062
ATT5-140 | Sub,TestTube | 464 | 0 | 0.082 | 0.066
95A-370-2D | Sub,pH,SJ,2D,12x370mm Length,Ferm | 0 | 0 | 0.182 | 0
AREF25N-340 | Sub,Mono,Reference | 0 | 0 | 0.01 | 0
AREF25N-140 | Sub,Mono,Reference | 0 | 0 | 0.007 | 0
193V734-BBJ | Elec,pH,XVF,Blue Cap,1/2"MNPT,0.7" Stick Out,Tuff Tip | 0 | 0 | 4.086 | 0.94
C32-100-BC | Sub,Calbe,CD,C32,100 Feet,See Note | 0 | 0 | 25.334 | 0
C29-017-UL | Sub,Cable,UL,C29,17 Feet,See Note | 0 | 0 | 10.558 | 0
CYCLOPS-180 | Elec,pH,DJ,VF,3/4"NPT CPVC,#V-BV100-10B | 0 | 0 | 15.216 | 5.774
196V757OS20HSV1 | Elec,pH,DJ,XVD,3/4"MNPT,Ryton,Ceramic tufftip,Old Style,PT1K | 0 | 0 | 0 | 0
4ACONDPT | Elec,Cond,K=0.5,Black PVC,PT,BergConnector,See Drawing | 2 | 0 | 73.241 | 27.158
16351238 | Raw,Barstock,Graphite Rod 3/8"dia | 16 | 0 | 4.5 | 4.5
458P | Assembly, Detachable Kynar for 455,456,457,458 Electrodes | 0 | 0 | 24.407 | 0
458P-0-34H | Assembly, Detachable Kynar for 455,456,457,458 Electrodes | 0 | 0 | 38.834 | 32.58
CYCLOPS-182 | Elec,pH,XV,DJ,T/L,PT100,HPFill,Plat(Sol),wick,#V-1PHB-020BH | 0 | 0 | 52.867 | 19.438
SM9210146 | Sol,Starting Material, Standard Cond 146.9 U/CM, 1 Liter | 0 | 19.58 | 0 | 0
573V734-S7 | Elec,pH,X-VF,DJ,12x110mm,Epoxy,Tuff Tip | 0 | 0 | 11.989 | 7.327
E602-012 | Elec,pH,DJ,XVF,12X110,Tufftip,30K ther,Star,#573V734A1-3BIS8 | 1 | 103.09 | 30.358 | 30.106 | PROX Lab
ISE1504-130 | Sub,ISE,130mm Length | 19 | 0 | 0.08 | 0.047
COLE-248 | Elec,pH,XVD,DJ,3'ABS,#398V701-025B | 0 | 0 | 0 | 0
5279806-X18Z | Elec,Plat,DJ,Grnd,Jnt,Double Refill,10mm Tip,18"Z | 0 | 0 | 0 | 0
2305AA | Sub,Mono,pH,/ORP,10 x 085mmLength,14/15GJ | 0 | 0 | 16.701 | 0
7593ADN | Sub,Plat,SJ,12x120mm Length | 7 | 0 | 20.63 | 20.63 | Lab-Ovh
7793A5PAV-130-V | Sub,pH,DJ,V-HEMI,12x130mm Length,1Wick,Refill | 19 | 0 | 0.951 | 0.951
7793ADNY-140 | Sub,pH,DJ,Plat,12x140mm Length,DoubleRefill | 0 | 0 | 15.609 | 0
SP70X | Elec,Gold,SJ,12mmX110mm,Refill,Glass body,#5778601-S7 | 0 | 0 | 0 | 0
00040014 | Raw,Tubing,Hast C 276,1"OD x .035"wall,seamless | 360 | 0 | 7.5 | 7.5
C32-X18-ZD | Sub,Cable,ZD,C32,X18 inches | 0 | 0 | 3.594 | 2.847 | Lab-Ovh
ISTEK-282 | Elec,Platinum,DJ,12x120mm,S8,#BP935-DSP-B120 | 0 | 0 | 0 | 0
00200188 | Raw,Barstock,PorousTeflon(PTFE).188"(3/16")x12"L(50umx40%) | 446 | 0 | 3.8867 | 3.8867
ST10N-50 | Elec,Temp Comp,#5551001-050UV10,6x110mm,PT1K,Teflon Coated | 0 | 0 | 0 | 0
6330ADN-125 | Sub,Internal,ORP w/Platinum Band,125mm (5.500") long | 0 | 0 | 15.835 | 6.465
7593AM | Sub,pH,SJ,GoldDisk,12x120mm Lengrh | 0 | 0 | 78.297 | 0
22072116 | Raw,O-Ring,EPDM 2-116, 70 Duro | 201 | 0 | 0.116 | 0.116
PAINTSTAMP1 | MRO,Paint Stamp,White | 0 | 0 | 0 | 0
PAINTSTAMP2 | MRO,Paint Stamp,Blue | 0 | 0 | 0 | 0
C32-004-TC | Sub,Cable,TC,C32,4 Feet,Strip and Tin,Cable:99030045 | 0 | 0 | 1.221 | 1.221 | Lab-Ovh
6330ADM-125 | Sub,Internal,ORP w/Platinum Band,125mm (5.500") long | 7 | 0 | 20.573 | 15.191 | Lab-Ovh
SI1K1V1DN-120 | Sub,Stem,Plat.Band,120mm length | 20 | 0 | 18.263 | 18.263 | Lab-Ovh
SI1K1V1DN-100 | Sub,Stem,Plat.Band,100mm length | 0 | 0 | 15.456 | 0
COND3A4DNA-120 | Sub,Conductivity,K=1.0,GlassBody,4PlatBand,12x120mm Length | 0 | 0 | 66.357 | 0
CONDD3A2DNA-120 | Sub,Conductivity,K=1.0,GlassBody,2PlatBand,12x120mm Length | 25 | 0 | 37.618 | 37.618 | Lab-Ovh
CONDD4A2FC-120 | Sub,Conductivity,K=0.1,PlatFoil,12x120mm Length | 3 | 0 | 80.041 | 80.041 | Lab-Ovh
7793ANN | Sub,pH,ORP,DJ,VD,12x120mm Length | 0 | 0 | 29.544 | 0 | Lab-Ovh
7593AUMV | Sub,pH,SJ,12x120mm Length | 0 | 0 | 0.064 | 0
7593ADNV | Sub,Plat,SJ,12x120mm Length,Refill | 2 | 0 | 27.596 | 27.596 | Lab-Ovh
SI1L1V1DN-125 | Sub,Stem,ORP,NEW PLAT BAND,125mm Length | 10 | 0 | 18.803 | 14.569 | Lab-Ovh
CONDD6A2EMA-140 | Sub,Conductivity,K=10.0,GlassBody,12x140mm Length | 0 | 0 | 28.643 | 28.643 | Lab-Ovh
CONDD4K2FC-120 | Sub,Conductivity,K=1.0,Glassbody,12x120mm Length | 0 | 0 | 0.055 | 0
C32-021-ZD | Sub,Cable,ZD,C32,X21 inches | 0 | 0 | 5.372 | 0
AREF55N-110 | Sub,Mono,Refernce, 110mm Legnth | 47 | 0 | 1.018 | 1.018 | Lab-Ovh
AREF55N-100 | Sub,Mono,Refernce, 100mm Length | 190 | 0 | 1.014 | 1.014 | Lab-Ovh
CONDD6B4DPA-140 | Sub,Condutivity,K=10.0,4PlatBand,12x140mm Length | 0 | 0 | 58.912 | 23.352
CONDD3B2DNA-120 | Sub,Conductivity,K=1.0,GlassBody,2PlatBand,12x120mm Length | 19 | 0 | 36.184 | 36.184 | Lab-Ovh
CONDD6B2EMA-140 | Sub,Conductivity,K=10.0,2PlatBand,12x140mm Length | 0 | 0 | 29.258 | 29.258 | Lab-Ovh
CONDD3B4DNA-120 | Sub,Conductivity,K=1.0,Internal,4PlatBand,12x120mm Length | 0 | 0 | 78.513 | 78.513 | Lab-Ovh
CONDD4B2FC-120 | Sub,Conductivity,K=0.1,2PlatFoil,12x120mm Length | 0 | 0 | 71.545 | 71.545 | Lab-Ovh
CONDD6A4DPA-140 | Sub,Conductivity,K=10.0,GlassBody,4PlatBand,12x140mm Length | 0 | 0 | 34.936 | 6.832
CONDD3A4DNA-120 | Sub,Condutivity,K=1.0,GlassBody,4PlatBand,12x120mm Length | 0 | 0 | 90.344 | 46.254 | Lab-Ovh
7317AAUM-135 | Sub,Mono,AgBillet,135mm Length | 12 | 0 | 2.848 | 0.022
ATT6-160 | Sub,TestTube | 0 | 0 | 0.013 | 0.007
AREF55N-130 | Sub,Reference,0.04"Wick,130mm Length | 0 | 0 | 0.008 | 0
51770-1 | Elec,Calcium,Mono,InnerFill#IFS-C,#CAL1501S-003B,Ionophore1 | 0 | 0 | 11.53 | 4.708
44341401 | Raw,Bulb Cap,Gray Color,.110"ID x .500"long | 5551 | 0 | 0.07 | 0.07
51020N310N40 | Sub,Ag wire, Platinum wire | 0 | 0 | 6.494 | 0
C70-100-TC | Sub,Cable,C70,TC,1oo Feet,Strip and Tin,Cable:99033055 | 0 | 0 | 15.953 | 0
AREFAF8-110 | Sub,Mono,Reference,Fisher,110mm Length | 8 | 0 | 1.258 | 1.258 | Lab-Ovh
5779182-003U | Elec,Plat,Mono,12x110mm,Glass body | 0 | 0 | 22.182 | 0
7593ADN8K | Sub,Plat,SJ,12x120mm Length | 0 | 0 | 15.68 | 5.888
7793AUMK | Sub,pH,DJ,Ag Billet 8mm,12x120mm Length | 54 | 0 | 5.371 | 5.371 | Lab-Ovh
7317ADN | Sub,pH,Mono,Plat,12x120mm Length | 0 | 0 | 15.68 | 0
IFS-C | PNS,Solution,Calcium Inner Fill | 0 | 0 | 0 | 0
COLE-252 | Elec,pH,X-BD,DJ,TC 1000 ohm,T/L,SPR | 0 | 0 | 5.356 | 2.819
01X630601 | Elec,pH,FS5,DJ,12x106mm,10K,Refill,BNC/2.5 Phone,#13-620-631 | 0 | 55.64 | 28.498 | 30.335 | Lab-Ovh
CHEMA-041 | Elec,Plat,DJ,3/4"NPT, Notched Ceramic,#V-A9500-20H | 0 | 0 | 29.813 | 9.557
AREF85N-110 | Sub,Mono,Reference, 110mm Length | 30 | 0 | 0.014 | 0.008
P822900010AB | Elec,Plat,DJ,3/4"MPT CPVC,Tuff Tip | 0 | 0 | 0 | 0
BR01502-003R | Elec,Bromide,DJ,12mmx110mm,Refill,Glass body | 0 | 0 | 0 | 0
1933527E-010B | Elec,pH,X-2,SJ,Epoxy Body,1/2" Housing | 0 | 0 | 15.879 | 0
05290036 | Raw,Chem,Hydrogen Sulfite Ionophore II | 50 | 0 | 4.19 | 4.19
I-10WB-F4-425 | Elec,pH,DJ,XVD,Wick Junction,PT100,12X425mm | 0 | 446.31 | 60.779 | 47.916 | PROX Lab
00190102 | Fitting,Cross 3/4", 150#,316SS | 7 | 0 | 14.72 | 14.72
1939626E-010B | Elec,Platinum,SJ,1/2" Housing,Epoxy Body | 10 | 0 | 27.159 | 9.485
SK27B | Elec,Conductivity,K=1.0,Graphite,#5731301F-3-3B | 0 | 0 | 3.085 | 1.094
SK27T | Elec,Cond,K=1.0,Graphite,#5731301F-32-3BU | 0 | 0 | 4.332 | 2.952
CONSORT-041 | Elec,Plat,DJ,ORP,Glass,#5779810-S7 | 0 | 0 | 0 | 0
SZ6502.111 | Elec,Polarographic,12x110,Delrin,325/400nA Output,PT100,DWG | 1 | 69.52 | 95.907 | 36.476
ISE1504-120 | Sub,ISE,120mm Length | 1 | 0 | 7.507 | 7.146 | Lab-Ovh
SP11B | Elec,pH,X-VF,DJ,12x110mm,Epoxy,Tuff Tip,#573V734-003B | 0 | 0 | 11.744 | 3.393
1500243 | Acce,Adapter,T/L SS,1"MPT TBI)forTBI T/L elec,#TP511,#105104 | 0 | 0 | 16.346 | 0
PHF-030BT | Elec,pH,DJ,XVF,3/4"MNPT CPVC,Ceramic,#192V757-030BTV12 | 0 | 0 | 0 | 0
AREF45N-130 | Sub,Mono,Reference,130mm Length | 58 | 0 | 0.003 | 0.003
2IST-KN03 | Tuff gel, KN03, 1M KN03 | 0 | 0 | 0 | 0
P7215V12320EBT | Elec,pH,DJ,X5,3/4"NPT Ryton,PT100,Notched Ceramic | 0 | 0 | 28.935 | 16.019
XK20B20 | Elec,Cond,K=1.0,Plat,12mmX200mm,#5771302/200-3-X08B | 0 | 0 | 0 | 0
10024420 | Elec,pH,XVD,DJ,AgCl,#BIORAD-004 | 4 | 95.17 | 22.61 | 26.67 | PROX Lab
SM9210147 | Sol,Solution, Standard Cond 1015 U/CM, 1L | 0 | 20.07 | 0 | 0.01
31090ND | Sub,Ag Wire,.01" Diameter,090mm Length,AgCl Dip | 0 | 0 | 0 | 0
ELH-090 | Elec,Cond,K=1.0,Plat,6x110mm,Glass,PT100,#5571302-31-3BT | 0 | 0 | 0 | 0
1507542 | Fitting,Gland 1"tube x 1-1/2"MPT,316 S.S. | 2 | 0 | 95.89 | 95.89
C32-030-HA | Sub,Cable,HA,C32,30 Feet,Connector:77280014,Cable:99030045 | 2 | 0 | 9.495 | 9.495 | Lab-Ovh
C2-020-HA | Sub,Cable,HA,C2,20 Feet,Connector:77280014,Cable:99030517 | 2 | 0 | 17.42 | 17.42 | Lab-Ovh
C2-016-HA | Sub,Cable,HA,C2,16 Feet,Connector:77280014,Cable:99030517 | 0 | 0 | 14.697 | 13.072
C2-016-WM | Sub,Cable,WM,C2,16 Feet,See Note | 0 | 0 | 11.555 | 11.555
C2-010-HA | Sub,Cable,HA,C2,10 Feet,Connector:77280014,Cable:99030517 | 0 | 0 | 11.175 | 11.175 | Lab-Ovh
CHEMA-042 | Elec,Plat,DJ,3/4"NPT,PT100,#V-B910B-30B2 | 0 | 0 | 18.722 | 7.536
C32-X24-BC | Sub,Cable,BC,C32,24 Inches,See Note | 0 | 0 | 1.402 | 0
ISTEK-283 | Elec,Plat,DJ,3/4"MPT Ryton,Notched Ceramic,#V-A9500-20B | 0 | 94.63 | 55.534 | 16.133 | PROX Lab
C2-006-HA | Sub,Cable,HA,C2,6 Feet,Connector:77280014,Cable:99030517 | 0 | 0 | 8.636 | 4.109 | Lab-Ovh
C2-006-WM | Sub,Cable,WM,C2,6 Feet, See Note | 0 | 0 | 7.257 | 6.56
1990000 | Housing,T/L Ryton Electrode,Complete with pins & O-Rings | 0 | 0 | 3.121 | 2.331
C32-010-HB | Sub,Cable,HB,C32,10 Feet,Spade lug:77282226,Cable:99030045 | 0 | 0 | 4.581 | 0
C32-008-BC | Sub,Calbe,BC,C32,8 Feet,See Note | 0 | 0 | 4.01 | 2.772 | Lab-Ovh
C2-012-HA | Sub,Cable,HA,C2,12 Feet,Connector:77280014,Cable:99030517 | 0 | 0 | 13.576 | 13.576 | Lab-Ovh
C2-020-WM | Sub,Cable,WM,C2,20 Feet,See Note | 0 | 0 | 16.049 | 16.049 | Lab-Ovh
AWE-050 | Elec,Oxy,Polarographic,12X225mm,#027IP15-220-S7 | 0 | 0 | 2.892 | 1.852
SM9210008 | Sol,Starting Material, Solution, Electrode Storage KCL/ | 0 | 42.2 | 0 | 0
SMR001001 | Raw,Starting Material,Elec Storage,KN03/pH4,50/50 ratio,1L | 0 | 22.18 | 0 | 9.874
V-710B-3BH | Elec,pH,X-VSD,DJ,12x110mm,PT100ohm,Ceramic,TuffTip,Epxy,SPR | 0 | 0 | 7.108 | 2.197
SI1J1V2KM-120 | Sub,Stem,ORP,PlatDisk,120mm Length | 10 | 0 | 10.298 | 11.175 | Lab-Ovh
C2-008-HA | Sub,Cable,HA,C2,8 Feet,Connector:77280014,Cable:99030517 | 0 | 0 | 5.45 | 4.584
C2-008-WM | Sub,Cable,WM,C2,8 Feet, See Note | 0 | 0 | 8.59 | 0
C2-014-HA | Sub,Cable,HA,C2,14 Feet,Connector:77280014,Cable:99030517 | 0 | 0 | 9.801 | 8.358 | Lab-Ovh
ISTEK-284 | Elec,pH,X-VD,DJ,12mmx110mm,#V-0000-003B | 0 | 62.16 | 25.833 | 24.455 | PROX Lab
980805 | Housing,Holder,For#2773792-Series,3/4"NPT SS,PG13.5,#1951013 | 0 | 0 | 12.691 | 10.373
C2-010-TC | Sub,Cable,TC,C2,10 Feet,Strip and Tin,Cable:99030517 | 0 | 0 | 9.794 | 9.794 | Lab-Ovh
PH4V570E-3IU1 | Elec,pH,DJ,XVD,12mmX110mm,PT1000,Glass Body,Refillable | 0 | 0 | 0 | 0
CYCLOPS-183 | Elec,pH,DJ,XVD,3/4"NPT Ryton,PT100,Notched Cer,#V-AV50B-16H | 0 | 0 | 46.053 | 19.041
CYCLOPS-184 | Elec,pH,Ryton Cap,X-VD,DJ,SPR,PT1K,12x110mm,#V-000E-10BH | 0 | 0 | 0 | 0
CYCLOPS-185 | Elec,pH,DJ,XVD,3/4"NPT Ryton,PT1K,Notched Cer,#V-AV50E-10BH | 0 | 0 | 0 | 0
P822900020AB | Elec,Plat,DJ,3/4"NPT CPVC,Ceramic Tuff tip | 0 | 0 | 0 | 0
ECDH-007 | Raw,Cust, Housing,PEEK,Used with 2005130 (customer supplied) | 0 | 0 | 0 | 0
ECDH-009 | Raw,Cust, Housing,Radel,Used with 2005150 | 6 | 0 | 0 | 0
CL01502-003T | Elec,Chloride,DJ,12mmx110mm,refill,Glass Body | 0 | 0 | 25.914 | 0
PHENO-007 | Acce,Cable,DL,CD to BNC2 (W/Boot),#9001041-001BBBR,See Notes | 0 | 0 | 5.71 | 7.4165
AREFCF8-110 | Sub,Mono,Reference,CalomelFisher,110mm Length | 0 | 0 | 1.566 | 0
C24-X65-DA | Sub,Cable,DA,C24,65 Inches,See Note | 0 | 0 | 3.177 | 0
S579861-100-K9 | Elec,Plat,DJ,6mmX100mm,Autoclavable | 0 | 0 | 0 | 0
11110750 | Raw,Ti Tube GR 2,.750"OD x .049"wall,seamless 125 Ra | 20 | 0 | 28.33 | 28.33
11110200 | Raw,Titanium Barstock,2"OD,round bar | 0 | 0 | 18.3333 | 18.3333
11110158 | Raw,Titanium Barstock,1-5/8"OD,round bar | 7 | 0 | 111.2 | 162.5
11110114 | Raw,Titanium Barstock,1-1/4"OD,round bar | 0 | 0 | 10.17 | 10.17
11110112 | Raw,Titanium Barstock,1-1/2"OD,round bar | 5 | 0 | 11.5 | 11.5
FEE-001 | Fee for not meeting minimum order | 0 | 0 | 0 | 0
27011-26 | Elec,pH,X-BD,DJ,#1963778H-10TV10,1/2"MNPT,Horizontal,PT1000 | 0 | 0 | 27.449 | 10.524
C2-004-HA | Sub,Cable,HA,C2,4 Feet,Connector:77280014,Cable:99030517 | 0 | 0 | 7.224 | 6.729
K-700E-20IU1 | Elec,pH,XVD,12mmx110mmEpoxyBody,PT1K,CustomCap for Portamess | 0 | 0 | 0 | 0
PH4V571-S7-120 | Elec,pH,DJ,XV,12X120mm From Ground Joint,Single Refill | 0 | 0 | 5.051 | 7.426
PH4V570-S7 | Elec,pH,X-V,DJ,12x110mm,Wick Junction,Glass body,Refill | 24 | 170.04 | 8.012 | 7.072
JENCO-086 | Elec,Cond,K=1.0,10K Ther 3/4"MNPT SS,#C621-2-4-2-082T | 0 | 0 | 0 | 0
2010662-3R | Acce,Cable,Wiring SN6 to Metrohm Type F, 3mm Coax, 3' Length | 0 | 325.14 | 48.336 | 52.521 | Lab-Ovh
C2-004-WM | Sub,Cable,WM,C2,4 Feet, See Note | 0 | 0 | 6.013 | 0
GELM-005 | Sub,pH,DJ,XVD, Lead free | 0 | 0 | 0 | 0
C2-006-HB | Sub,Cable,HB,C2,6 Feet,Spade lug:77282226,Cable:99030517 | 0 | 0 | 4.984 | 0
11110034 | Raw,Titanium Barstock,3/4"OD,round bar | 10 | 0 | 52 | 52
CHEMA-043 | Elec,pH,DJ,XVD,12mmX120mm,High purity,#HB635HP-DSP-120 | 0 | 128.64 | 28.123 | 8.362 | PROX Lab
V-0PHB-4H | Elec,pH,X-VD,DJ,12x110mm,PT100,HP,RFL,PTSolGrnd,SPR,Wick | 0 | 0 | 34.204 | 11.1067
2759AA-VD | Sub,pH,DJ,VD | 2 | 0 | 1.064 | 1.064 | Lab-Ovh
SI1L1V1B-125-BD | Sub,Stem,pH,BD,125mm Length | 341 | 0 | 0.811 | 0.811 | Lab-Ovh
COLE-258 | Elec,pH,X2D,DJ,#SA73792-420-S7,420mm "A" length | 0 | 140.29 | 2.857 | 5.28
2010456S-50 | Acce,Cable,4 Pin DL to Hanked,50' Length,L/N &2Conductor,S=Z | 0 | 0 | 41.919 | 26.3 | Lab-Ovh
2005169-VD | Sub,pH,DJ,VD,93mm Length | 61 | 0 | 0.018 | 0.014
2005157-VD | Sub,pH,DJ,VD,93mm Length | 10 | 0 | 0.019 | 0.019
2ISTNA2SO4 | Solu,Tuff gel, Na2SO4 | 0 | 0 | 0 | 0
2005146-VF | Sub,pH,DJ,VF,93mm Length | 58 | 0 | 0.044 | 0.044
2ISTK2SO4 | Solu,PolymerGel,PotassiumSulfate, 0.625M | 0 | 0 | 0 | 0
2005103.H-VDT | Sub,pH,DJ,VDT,93mm Length | 240 | 0 | 0.019 | 0.026
2005005-HPW-VD | Sub,pH,DJ,VD,93mm Length | 0 | 0 | 0.018 | 0.018
SR20B | Elec,Reference,DJ,Ceramic,12mmx110mm,Refill,#5771427-003B | 0 | 0 | 0 | 0
CYCLOPS-186 | Elec,Plat,DJ,12mm Ultem Insert,T/L,Ceramic,SPR,#VR-1400-20B | 0 | 0 | 0 | 0
CYCLOPS-187 | Elec,pH,XVD,DJ,PT100,12mmUltemInsert,T/L,Cer,SPR,#V140B-20BH | 0 | 0 | 0 | 0
7593A5NA-VD | Sub,pH,SJ,1,12x120mm Length,.165 Int. | 0 | 0 | 0.095 | 0
7594A5NA-VD | Sub,pH,SJ,VD,1Wick,12x120mm Length | 17 | 0 | 0.286 | 0.228
1600115 | Housing,Molded,Kynar,1/2"NPT,Viton O-Ring | 0 | 303.53 | 7.306 | 0
C2-013-WA | Sub,Cable,WA,C2,13 Feet,See Note | 0 | 0 | 11.841 | 10.571 | Lab-Ovh
C2-010-WA | Sub,Cable,WA,C2,10 Feet,See Note | 33 | 0 | 11.082 | 11.082 | Lab-Ovh
AP721V000S10B | Elec,pH,XVD,DJ,3/4"NPT Ryton,Ceramic Notched | 0 | 0 | 0 | 0
C13-010-WA | Sub,Cable,WA,C13,10 Feet,See Note | 0 | 0 | 11.296 | 9.573 | Lab-Ovh
SI1J1V2KM-140 | Sub,Stem,ORP,PlatDisk,140mm Length | 0 | 0 | 13.493 | 0
SO60B-H | Elec,Plat,Mono,#5779182-003B,12x110mm,Glass | 0 | 0 | 0 | 0
ISTEK-285 | Elec,pH,X-2D,DJ,Ferm,PT100,12X120mm,#BP600-B120-10BRCAV12 | 1 | 96.06 | 15.759 | 12.61
SI1L1V2B-125-BD | Sub,Stem,pH,BD,125mm Length | 0 | 0 | 0.014 | 0.009
SI1L1V1I-110 | Sub,Stem,Glass W/Plat Wire W/Ball,110mm Length | 4 | 0 | 3.571 | 3.752
SI1L1V1A-125-BF | Sub,Stem,pH,BF,125mm Length | 66 | 0 | 0.014 | 0.014
11111750 | Ferrule,Titanium, 3/4"Tube OD,Front & Back Ferrule | 10 | 0 | 72.3 | 72.3
AREF45N-102 | Sub,Mono,Reference,102mm Length | 0 | 0 | 0.152 | 0.564
ECDH-010 | Raw,Cust, Housing,Radel,Used with 2005005-HPW (cust supply | 54 | 0 | 0 | 0
980803 | Elec,pH,XVF,DJ,Ceramic Tuff Tip,PT100,#TP5712V12S30CDT | 0 | 421.19 | 50.262 | 26.013
KROHNE-051 | Elec,pH,DJ,XVD,12x120mm,PT1K,10% Glass Fill PTFE,VPI | 0 | 0 | 0 | 0
ISE1502-85 | Sub,ISE,12mm x 85mm Length,Glass Body,Refill | 131 | 0 | 0.062 | 0.027
C32-016-BB | Sub,Cable,BB,C32,16 Feet,Male BNC:77020104,Cable:99030045 | 3 | 0 | 5.291 | 5.291 | Lab-Ovh
C20-025-TC | Sub,Cable,TC,C20,25 Feet,Strip and Tin,Cable:99039536 | 0 | 0 | 16.236 | 16.236 | Lab-Ovh
C2-026-HA | Sub,Cable,HA,C2,26 Feet,Connector:77280014,Cable:99030517 | 2 | 0 | 17.415 | 14.866 | Lab-Ovh
C2-012-HB | Sub,Cable,HB,C2,12 Feet,Spade lug:77282226,Cable:99030517 | 1 | 0 | 11.878 | 10.696 | Lab-Ovh
C2-016-HB | Sub,Cable,HB,C2,16 Feet,Spade lug:77282226,Cable:99030517 | 0 | 0 | 14.03 | 0
C32-025-HB | Sub,Cable,HB,C32,25 Feet,Spade lug:77282226,Cable:99030045 | 0 | 0 | 10.123 | 5.17
95AB-130-VD | Sub,pH,SJ,VD,Bend,12x130mm Length,Ferm | 28 | 0 | 0.145 | 0.118
95AB-130-2D | Sub,pH,SJ,2D,Bend,12x130mm Length,Ferm | 30 | 0 | 0.145 | 0.119 | Lab-Ovh
C2-010-VX | Sub,Cable,VX,C2,10 Feet,See Note | 0 | 0 | 10.013 | 7.818 | Lab-Ovh
C2-020-UF | Sub,Cable,UF,C2,20 Feet,See Note | 0 | 0 | 14.996 | 11.586 | Lab-Ovh
C1-010-UH | Sub,Cable,UH,C1,10 Feet,,Male BNC:77020104,Cable:99030028 | 0 | 0 | 6.744 | 7.596 | Lab-Ovh
7793ADN | Sub,PlatBand,DJ,12x120mm Length | 14 | 0 | 25.197 | 20.563 | Lab-Ovh
C22-015-UN | Sub,Cable,UN,C22,15 Feet,See Note | 0 | 0 | 34.145 | 32.648 | Lab-Ovh
COLE-260 | Solu,ElecStorage,KCl/pH4 Buf,50/50 Ratio,475 mL,#R001000 | 0 | 12.38 | 2.162 | 1.604
COLE-261 | Elec,pH,XBF,Cond,K=1.0,Plat,w/Amplifier,#3983712-3A1-25BWI8 | 0 | 0 | 67.319 | 18.317
ISTEK-286 | Elec,pH,X-2D,DJ,Ferm,PT100,12X120mm,#BP600-B120-15BRCAV12 | 3 | 95.09 | 33.796 | 32.415 | PROX Lab
ISTEK-287 | Elec,pH,XV,DJ,#V-7000S-10B,12x115mm,Frit,Grd,RFV,WaterProof | 4 | 55.8 | 24.972 | 23.708 | PROX Lab
22072124 | Raw,O-Ring,EPDM 2-124, 70 Duro | 0 | 0 | 0.08 | 0.08
TITRO-018 | Elec,Iodide,SJ,12mmx110mm,Spring Loaded,Epoxy,#I001503-004R | 0 | 0 | 17.282 | 24.308
01X417039 | Elec,pH,FS5,DJ,12x106mm,Epoxy,Sealed,BNC,#13-620-299A | 0 | 41.08 | 28.999 | 28.404 | PROX Lab
WJF-151 | Elec,pH,Ryton Cap,X-VD,DJ,SPR,PT1K,12x213mm,#V-000E-20H-213 | 0 | 141.89 | 41.171 | 15.294 | PROX Lab
V-0P0E-30H | Elec,pH,X-VD,DJ,12x110mm,PT1K,RFL,PTSolGrnd,SPR,Wick | 8 | 307.43 | 62.318 | 33.971
P721VTV12330ET | Elec,pH,XVD Thick,DJ,3/4"NPT,Ryton,PT100,Ceramic,Notched | 0 | 0 | 29.941 | 12.219
A-3N0B-20BH | Elec,pH,TB557,X-VD,SPR,PT100,Kynar/Viton,W/Nipple | 0 | 363.82 | 58.271 | 30.319
A-3N01-20BH | Elec,pH,XVD,TB557,SPR,3Kohm,Kynar/Viton,With Nipple | 2 | 523.51 | 83.697 | 79.196 | PROX Lab
22130008-RS | Raw,Foam,Closed Cell Orange Silicone, 0.590"OD x 0.250"thk | 7880 | 0 | 0.106 | 0.047
V-4000-20H | Elec,pH,X-VD,DJ,3/4" MPT Black Kynar,Guard,Annular Jun.S | 0 | 240.35 | 29 | 8.535 | PROX Lab
V-300B-12H-12 | Elec,pH,MK1A,X-VD,DJ,SPR,100ohm,CPVC/Viton,Rem Grd,12" | 0 | 0 | 7.709 | 1.275
5533501-230-3B | Elec,pH,GX5,SJ,6GX130mm,Epoxy Body,Sealed | 0 | 0 | 2.981 | 1.224
V-AV100-20H | Elec,pH,XVF,Tuff Tip,Ceramic,3/4"MNPT Ryton,Short Hex | 1 | 284.95 | 27.076 | 8.145 | PROX Lab
V-A9100-20H | Elec,Plat,Tuff Tip,Ceramic,3/4"MNPT Ryton,Short Hex | 1 | 0 | 9.668 | 6.397
SMR001057 | PNS,Solution,Starting Material,0.1M CsCl, 1L | 0 | 0 | 0 | 0
FORMOSA-001 | Elec,pH,MK7,XVD,DJ,SPR,PT100,Ryton/Viton,#V-200B-2BT | 10 | 401.63 | 20.703 | 5.397 | Lab-Ovh
FORMOSA-002 | Elec,pH,X-VD,DJ,TC 100 ohm,T/L,SPR,#V-100B-20H | 0 | 0 | 29.26 | 10.844
55510-06 | Elec,pH,FS-5,SJ,#5775501W-003B,12x110mm,Refillable | 0 | 67.42 | 26.675 | 26.675 | PROX Lab
55510-08 | Elec,pH,X-5,SJ,#5575502W-003B,Reduced tip,6x110mm,Refill | 2 | 0 | 5.008 | 2.456
55510-16 | Elec,pH,FS-5,SJ,#5735526R-003B,12x115mm ,Refill | 1 | 37.12 | 7.869 | 6.879
55510-20 | Elec,pH,FS-5,SJ,#5735526-003B,12x115mm,Sealed | 0 | 37.49 | 21.85 | 20.63 | PROX Lab
55510-22 | Elec,pH,FS5,SJ,#5535502-110-3B,6x110mm,Red Epoxy,Sealed | 0 | 59.11 | 35.709 | 35.709 | PROX Lab
55510-24 | Elec,pH,FS-5,DJ,#5735726-003B,12x115mm,Sealed | 4 | 59.59 | 22.11 | 21.268 | PROX Lab
55510-26 | Elec,pH,FS-5,DJ,#5775701W-003B,12x110mm, Refill | 3 | 86.08 | 26.752 | 22.703 | PROX Lab
55510-28 | Elec,pH,FS-5,DJ,#5575702W-003B,Reduced tip, 6x110mm, Refill | 2 | 88.14 | 23.687 | 22.579 | PROX Lab
55510-38 | Elec,pH,FS-5,DJ,12mm bulb #5775755-003B,12x110mm,Refill | 0 | 89.84 | 27.08 | 27.08 | PROX Lab
55510-36 | Elec,pH,FS-5,SJ,12mm bulb,#5775555-003B,12x110mm,Refill | 3 | 89.84 | 26.513 | 18.607 | PROX Lab
BP600-06T-B120 | Elec,pH,X-2D,DJ,12x120mm,Washer & Teflon | 0 | 0 | 13.951 | 4.152
320300NA | Sub,0.20"Ag Wire,300mm Length,Anodized Dip | 0 | 0 | 0.648 | 0
COLE-263 | Elec,pH,X-BD,DJ,#3983706A110BI6W,6"ABS Pipe,30K | 0 | 0 | 19.094 | 6.786
D-G751G0K225S7 | Elec,Oxygen,Galvanic,12x225mm,PG13.5,S7,Glass body | 0 | 0 | 2.439 | 5.01
320140NB | Sub,0.20" Anodized Wire,140mm Length,AgCl Dip | 0 | 0 | 0.385 | 0
ELM-146 | Elec,Plat,DJ,SPR,12mm x 120mm,#I-R000-S8-120 | 0 | 0 | 17.754 | 6.663
JENCO-087 | Elec,pH,XVD,DJ,3/4" MPT Black Kynar,Guard,#V-4000-20B | 1 | 134.49 | 24.915 | 23.084
22130012-RS | Raw,Foam,Closed Cell Orange Silicone,0.600"OD x 0.310"hole | 9514 | 0 | 0.107 | 0.107
V-20K21-10H | Elec,pH,MK7,X-VD,DJ,SPR,3K ohm,Ryton/Kalrez 1050LF | 1 | 561.22 | 86.931 | 86.931 | Lab-Ovh
LH-027 | Elec,Ammonium,Mono,12X110mm,PVC,Polymer Membrane,#NH41501-3B | 0 | 0 | 15.73 | 9.253
05299232 | Raw,Chem,Calcium Hydroxide,95+%,A.C.S.Reagent | 200 | 0 | 0.103 | 0.103
ISE1508-90 | Sub,ISE internal, for epoxy, 12mmx90mm Length | 26 | 0 | 0.022 | 0.023
I-1000-K8S-200 | Elec,pH,XVD,DJ,SPR,12x200mm,K9+SpinningCap,PTFEWasher+oring | 0 | 0 | 0 | 0
ISTEK-289 | Elec,pH,Ryton Cap,X-VD,DJ,SPR,No TC,12x110mm,#V-0000-10B | 0 | 0 | 12.014 | 3.949
5606646-10B | Elec,Plat,DJ,TB551 NO GUARD,Annular Junct,SPR. | 2 | 294.4 | 34.878 | 9.268 | Lab-Ovh
TOPAC-028 | Elec,Cond,4 Pole,3/4"NPT,PT1000,20ft,Din Conn,#C80E324-20/8S | 0 | 0 | 14.794 | 5.406
CONSORT-043 | Elec,pH,DJ,XVF,3/4"MPT Ryton,PT1K,CerTuffTip,#P721VV10S34ET | 0 | 0 | 25.586 | 0.078
56PE16A2-20H-76 | Elec,pH,DJ,Antimony,3/4"MNPTKynar,Kynar Jnct,PT(SolGrnd)PT1K | 0 | 0 | 197.95 | 197.95
ARF-200 | Fitting,Knick,Flow Through,G1,SS | 0 | 0 | 341.15 | 341.15
C2-002-WI | Sub,Cable,WI,C2,2 feet, See Note | 23 | 0 | 5.476 | 5.476 | Lab-Ovh
WJF-153 | Elec,pH,DJ,XVF,SPR,KynarInsert,PT100,#TP571VV12ST20HS | 1 | 209.94 | 57.503 | 54.233 | PROX Lab
93X560701 | Elec,Potassium,DJ,#K001508-X42B,12x110mm,Refill,#13-620-532 | 2 | 200.75 | 44.404 | 44.404 | PROX Lab
D-P014PIB-20T | Elec,Polarographic,40nA,IngoldTC,19mmDelrin Bdy w/Rem Grd | 0 | 0 | 17.694 | 8.29
V-300B-10H-60 | Elec,pH,MKIA,X-VD,DJ,SPR,PT100,CPVC/Viton,Rem Grd | 5 | 370.83 | 51.662 | 27.668
C75E110-34H155 | Elec,Cond,K=0.01,12x155mm,316SS/TFE, TC 1K ohm,CS51 | 0 | 0 | 15.615 | 5.828
V-A120B-26H | Elec,pH,DJ,XVF,3/4"NPTRyton,Teflon Tuff Tip,PT SolGrnd,PT100 | 0 | 0 | 46.27 | 23.965
V-AV100-20B | Elec,pH,XVF,Tuff Tip,Ceramic,3/4"MNPT Ryton,Short Hex | 0 | 0 | 21.575 | 4.519
JENCO-088 | Elec,pH,XV,3/4"MNPT Ryton,Ceramic,#196V757TD-30BTV18 | 0 | 0 | 7.829 | 1.913
PR4V770-M-S7 | Elec,pH,XVD,VLR Fill,DJ,Sleeve Junction,Refill,Incld:M000012 | 0 | 0 | 7.45 | 0
1969057-DL4 | Elec,Double Plat.Disk,DJ,LCJ,3/4"MPT Kynar | 0 | 0 | 0 | 0.2
JENCO-089 | Elec,pH,Ryton Cap,X-VD,DJ,SPR,PT100,12x110mm,#V-000B-20H | 0 | 0 | 25.147 | 8.545
SK21T3S | Elec,Cond,K=0.1,PT1K,Silicon(StrainRelief)#5771302S-42-10BU | 0 | 0 | 95.106 | 9.987
PULSE-006 | Elec,Gold,DJ,#H721S80003T10AB,PTFE,SS Pin(SOL) | 0 | 0 | 9.616 | 5.504
KVL-366 | Elec,pH,X5D,1"MPT,LTJ,PT100,10ft,Hanked,2IM,LIN | 0 | 0 | 13.458 | 4.858
1600720-54 | Housing,Kynar Rear for TBI 557 Snsr,54" long(for 60" sheath) | 0 | 341.51 | 91.202 | 0
C75L410-20H | Elec,Cond,K=1.0,CS51,12X110mm, 316SS/TFE, 10K ohm TC | 0 | 0 | 39.648 | 21.09
ISTEK-290 | Elec,pH,XVD,12x225mm,PT100,TempHigh,Glass,#I-1T0B-F4-225 | 0 | 0 | 24.374 | 0.382
SP11TY1_42 | Elec,pH,XVF,DJ,12x420mm,Tuff-Tip,PT1K,#573V734-420-3BUV10SP | 0 | 0 | 10.555 | 5.437
9181660-1 | Elec,pH,XV,DJ,3/4"NPT Ryton/Graphite,PT1K,Guard,77",S&T | 0 | 0 | 25.975 | 11.484
HORIBA-004 | Elec,Ammonium,12x110mm,Epoxy Body,Refillable,#NH41508-003B | 0 | 0 | 18.478 | 7.11
6330AI-125 | Sub,Internal,ORP w/Platinum Wire,125mm (5.500") long | 0 | 0 | 3.393 | 0
LCRA-001 | Elec,pH,DJ,XVD,Kynar,3K,#TP571VW01303EB,w/adapter#1602300 | 0 | 0 | 22.206 | 9.214
4IM00001 | Doc,Ge,Man,Cond,Elec | 0 | 0 | 0.01 | 0.01
4IM00003 | Doc,Ge,Man,pH,Elec | 8668 | 0 | 0.088 | 0.088
4IM00004 | Doc,Ge,Man,ORP,Elec | 6613 | 0 | 0.065 | 0.07
4IM00005 | Doc,VL,Man,ISE,NH3 | 302 | 0 | 0.01 | 0.01
4IM00006 | Doc,VL,Man,ISE,NH,N,Ca,WHA,K,BF02,CIO4 | 476 | 0 | 0.01 | 0.01
4IM00007 | Doc,VL,Man,ISE,Br,Cd,CI,Cu,H25,CN-,I,Pb,Ag | 247 | 0 | 0.01 | 0.01
4IM00008 | Doc,VL,Man,ISE,GasSensing,NO&CO2 | 161 | 0 | 0.01 | 0.01
4IM00009 | Doc,VL,Man,ISE,F,Na | 0 | 0 | 0.01 | 0.01
4IM00010 | Doc,VL,Man,ISE,Sur | 466 | 0 | 0.01 | 0.01
4IM00017 | Doc,Ge,Man,Cond,Elec | 1545 | 0 | 0.42 | 0.42
4IM00019 | Doc,Eu,Man,Cond,Elec,#199134S-31TV123 | 0 | 0 | 0.01 | 0.01
63-0008 | Elec,Platinum,SJ,#1969685-025T,Sealed,T/L | 3 | 122.76 | 49.708 | 43.019 | PROX Lab
63-0079 | Elec,pH,XVD,DJ,3K TC,#TP511VV01307EBT | 1 | 164.75 | 58.047 | 45.699 | PROX Lab
13-620-102 | Elec,Cond,K=10.0,Plat,12x110mmEpoxy, 8 Pin Din with 10K,Epox | 5 | 0 | 65.918 | 65.918 | Lab-Ovh
511181 | Solu,Activity Std,Fluoride,P#F00AS02,1000PPM,475ML Btl | 0 | 0 | 2.162 | 1.621
ISE-8760 | Elec,ISE, Chloride,#CL01501-003B,Solid State | 0 | 0 | 2.515 | 0.834
66030103 | Heyco, pigtail PG7, Heyco no. 3237 | 50 | 0 | 0.95 | 0.95
77001921 | Raw,Thermistor,10k ohm, +/- 1.0c | 0 | 0 | 0.59 | 0.59
22320001 | Raw,Plug, Rubber Fill Hole Plug | 6804 | 0.56 | 0.14 | 0.14
14050077 | PNS,Epoxy, Catalyst RF 77 40 lbs., 5 Gal. Unit | 0 | 0 | 1008.78 | 1008.78
A-100B-6H | Elec,pH,TB567,X-VD,DJ,SPR,PT100,Kynar/Viton. | 2 | 402.4 | 46.92 | 42.552 | PROX Lab
56B6649V-10BT | Elec,Platinum,DJ,TC 100ohm,Viton O-R,SPR | 0 | 0 | 168.75 | 168.75
22172015 | Raw,O-Ring,Viton 75, 2-015, Black Color | 108 | 0.1 | 0.15 | 0.15
33341 | Elec,Sodium,DJ,#Na71508-003B,12x110mm,Refill,Epoxy | 1 | 132.43 | 32.03 | 4.149 | PROX Lab
33343 | Solu,Sodium,Activity Standard,#NA0AS02,1000ppM,475ml | 0 | 23.75 | 2.162 | 2.12
33344 | Solu,Sodium,ISA,#NA0IS01,475ml | 0 | 0 | 2.162 | 7.261
C75B410-10H | Elec,Cond,K=1.0,12x110mm,316SS/TFE,TC 100ohm,LB | 0 | 0 | 90 | 90
C75B210-10H | Elec,Cond,K=0.1,12x110mm,CS51 316SS/TFE,TC 100ohm,LB | 0 | 245.25 | 53.695 | 12.397 | PROX Lab
33030027 | Raw,Nipple,CPVC long hex body,blank slate | 1184 | 0 | 3.2725 | 2.75
00284212 | Paw,Tubing,Butyrate Clear tubing for shipping protection | 230.579 | 0 | 0.62 | 0.62
22172118 | Raw,O-Ring,Viton 75, 2-118, Black Color | 901 | 0 | 0.14 | 0.14
44340431B | Raw,Bulb Cap, .430"ID x 1/2"long, black color | 2238 | 0 | 0.211 | 0.223
00030012 | Fitting, CPVC reducer bushing, 1"MNPT x 1/2"FNPT | 2 | 0 | 4.46 | 4.46
31074323 | Elec,pH stem,X-VD,0.250OD,Gell fill,see Honeywell Drg. | 82 | 35.61 | 9.264 | 2.582 | Lab-Ovh
22170429 | Raw,O-Ring,Viton 75, 0.429"ID x 0.180" c/s, Brown Color | 247 | 2.4 | 2.53 | 2.53
77331910 | Raw,Resistor, 10K ohm, 1%, 1/4 watt, metal film | 150 | 0 | 0.018 | 0.018
5662-42 | Micro Flow-Cell, 6000u1,P# 1051006,316 Stainless Steel | 0 | 294.58 | 28.338 | 123.48
5662-80 | Elec,pH,DJ,XVBD Dome,#U773791-DL, Sealed Reference | 8 | 0 | 22.405 | 6.568
ZD5721425 | Elec,Reference,DJ,Ceramic Grd Jnt, Titrator Probe,Dbl refill | 0 | 0 | 31.25 | 31.25
44341400B | Raw,Bulb Cap, .660"ID x 1.4"Long, black color | 5672 | 0 | 0.108 | 0.114
192V757-010B | Elec,pH,X-VF,DJ,3/4"MPT CPVC,Ceramic,Self Cleaning | 1 | 173.68 | 29.924 | 28.81 | PROX Lab
4IM00023 | Doc,Ge,SDS,Sol,#025IP2X-XXX | 0 | 0 | 0.01 | 0.01
4IM00024 | Doc,Ge,SDS,Sol,#025IP2X-XXX(10)(11) | 0 | 0 | 0.01 | 0.01
4IM00025 | Doc,Ge,SDS,Sol,#025IP1X-XXX(03),(05),(07),(08) | 0 | 0 | 0.01 | 0.01
4IM00030 | Doc,Ge,SDS,Sol,#027IP15-XXX-(10),(DL),(S7),(S8) | 0 | 0 | 0.01 | 0.01
COLE-264 | Elec,Fluoride,#F001580-015T,12x80mm,Sealed Reference | 0 | 0 | 19.211 | 25.333
CYCLOPS-189 | Elec,Cond,SS Pin,K=1.0,3/4"MNPT&1/2"MNPT,Carbon Steel,PT1K | 0 | 0 | 1.224 | 0.709
4IM00100 | Doc,GA,SDS,Sol | 189 | 0 | 0.01 | 0.01
4IM00106 | Doc,GA,Man,ISE,F,Na | 418 | 0 | 0.01 | 0.01
4IM00114 | Doc,FS,Man,pH,Elec,CombinePart#11769788,11739798,11749798 | 3606 | 0 | 0.21666 | 0.21666
4IM00116 | Doc,Oa,Man,pH,Elec | 8351 | 0 | 0.07 | 0.07
4IM00121 | Doc,CP,Man,Cond,Elec | 38 | 0 | 0.01 | 0.01
4IM00123 | Doc,Ge,Man,Elec | 973 | 0 | 0.125 | 0.125
4IM00125 | Doc,Ge,Man,pH,Elec | 4715 | 0 | 0.098 | 0.1
4IM00139 | Doc,VL,Man,Cond,Elec | 0 | 0 | 0.01 | 0.01
4IM00140 | Doc,VL,Man,pH,Elec | 6597 | 0 | 0.09 | 0.09
4IM00141 | Doc,VL,Man,ORP,Elec | 1745 | 0 | 0.123 | 0.1225
4IM00145 | Doc,Ge,Man,Cond,Elec | 0 | 0 | 0.01 | 0.01
4IM00148 | Doc,Ge,Man,Cond,Ele,#C3254.1,C3254.2,C32354.3 | 0 | 0 | 0.01 | 0.01
4IM00150 | Doc,Gen,Man,pH,Elec,#A773593,A774519,A779658,A773792 | 0 | 0 | 0.01 | 0.01
4IM00164 | Doc,Be,Man,ISE,F,#512092AA | 0 | 0 | 0.01 | 0.01
4IM00179 | Doc,CP,Man,ISE,Br,Cd,CI-,Cu,S2-,CN-,I,Pb,Ag | 2257 | 0 | 0.3975 | 0.4
4IM00180 | Doc,Ge,Man,pH,Elec | 0 | 0 | 0.01 | 0.01
4IM00185 | Doc,US,Man,ISE,NH3,#29328 | 0 | 0 | 0.01 | 0.01
4IM00209 | Doc,CP,Man,ISE,NH,NCa,WHA,K,BF02,CIO4 | 493 | 0 | 0.2975 | 0.2975
4IM00210 | Doc,CP,Man,ISE,NH3 | 287 | 0 | 0.01 | 0.01
4IM00240 | Doc,CP,Man,ORP,Elec | 381 | 0 | 0.01 | 0.01
4IM00244 | Doc,Fi,Man,ISE,CIO4 | 0 | 0 | 0.01 | 0.01
4IM00247 | Doc,pH,Ap,Man,#3789081-2.0 | 4891 | 0 | 0.33 | 0.33
4IM00248 | Doc,TF,Man,pH,Elec,#13-620-850,(851),(852) | 685 | 0 | 0.55 | 0.55
4IM00250 | Doc,TF,Man,pH,Elec,DoubleJunctionRef,#13-620-855,(856) | 535 | 0 | 0.01 | 0.01
4IM00258 | Doc,Ge,Man,ISE,NH3 | 1551 | 0 | 0.01 | 0.01
4IM00259 | Doc,Ge,Man,ISE,F,Na | 817 | 0 | 0.3725 | 0.3725
4IM00260 | Doc,Ge,Man,ISE,PVC,NH,NO3,Ca,WHA,K,BF4,CIO4 | 956 | 0 | 0.4 | 0.4
4IM00261 | Doc,Ge,Man,ISE,Br,Cd,CI-,Cu,H2S,CN-,I,Pb,Ag | 2888 | 0 | 0.265 | 0.265
4IM00262 | Doc,Ge,Man,ISE,Sur | 0 | 0 | 0.01 | 0.01
4IM00263 | Doc,Ge,Man,ISE,Gas,NOx&CO2 | 0 | 0 | 0.01 | 0.01
4IM00272 | Doc,VL,Man,ISE,UltraLowPPB,Na | 0 | 0 | 0.01 | 0.01
COLE-265 | Elec,pH,DJ,X2,6mmX110mm,30K,Refill,#5573702A1-3BWI6 | 0 | 0 | 0.067 | 0.031
4IM00396 | Doc,Be,SDS,Sol,No3,#511178,511178-75 | 0 | 0 | 0.01 | 0.01
4IM00083 | Doc,Ra,Man,ORP,Elec. | 68 | 0 | 0.01 | 0.01
4IM00085 | Doc,Ra,Man,ORP,Elec | 36 | 0 | 0.01 | 0.01
4IM00097 | Doc,MT,Man,Cond,Elec | 0 | 0 | 0.01 | 0.01
4IM00099 | Doc,El,Man,pH,Elec | 3435 | 0 | 0.0875 | 0.0875
4IM00109 | Doc,OA,SDS,Sol,#3000-3100,#318527 | 0 | 0 | 0.01 | 0.01
4IM00136 | Doc,PG,Man,pH,Elec | 709 | 0 | 0.0675 | 0.07
4IM00144 | Doc,PoolTechnologie,Man,pH,Elec,#11759748,11715628,11705628 | 0 | 0 | 0.01 | 0.01
4IM00162 | Doc,Po,Man,pH,Elec | 8 | 0 | 0.01 | 0.01
4IM00173 | Doc,Dr,Man,Wiring,CB821-DATC,3-BT | 0 | 0 | 0.01 | 0.01
4IM00246 | Doc,PT,Sonde,pH,SansEntretienPiscine | 0 | 0 | 0.01 | 0.01
4IM00087 | Doc,Ke,Man,ORP,Elec,Ag-AgCI,#C-372,C-373,C-875,C-878,C-898 | 5464 | 0 | 0.0612 | 0.06125
4IM00089 | Doc,Ke,Man,ORP,Elec,Ag#295-0233,M-271,M274,M-371 | 178 | 0 | 0.01 | 0.01
4IM00090 | Doc,Ke,Man,pH,Elec,#595-232,C-272,C-775,C-778 | 3027 | 0 | 0.06 | 0.06
4IM00091 | Doc,Ke,Man,pH,Elec,Hg-SO4,#c-578,C-598 | 1783 | 0 | 0.01 | 0.01
4IM00092 | Doc,Ke,Man,pH,Elec,Ag-AgCI,#595-023,C-171,C-172,C-173,C-C175 | 2859 | 0 | 0.065 | 0.065
4IM00093 | Doc,Ke,SDS,Sol,HgSO4,#595-0229 | 1435 | 0 | 0.01 | 0.01
4IM00094 | Doc,Ke,SDS,Sol,#595-0228,H-171,H-174 | 908 | 0 | 0.01 | 0.01
4IM00112 | Doc,FB,Man,ORP,Elec,#117756638,11747088 | 473 | 0 | 0.01 | 0.01
4IM00113 | Doc,FB,Man,ORP,Elec,#117756638,11747088 | 226 | 0 | 0.01 | 0.01
4IM00119 | Doc,Oa,Man,ORP,Elec | 2937 | 0 | 0.06 | 0.06
4IM00146 | Doc,Oa,Man,ISE,F,Na | 348 | 0 | 0.01 | 0.01
4IM00147 | Doc,Oakton,Man,pH,Elec,#35801-00 | 3367 | 0 | 0.01 | 0.01
4IM00228 | Doc,Oa,Man,ISE,Br,Cd,CI-,Cu,H2S,CN-,I,Pb-Ag | 0 | 0 | 0.01 | 0.01
4IM00256 | Doc,FB,Man,pH,Elec | 0 | 0 | 0.01 | 0.01
4IM00257 | Doc,FB,Man,pH,Elec,#11795618 | 509 | 0 | 0.01 | 0.01
TU8355 | Elec,Turbidity,Optical,4/20mA output for B&C | 0 | 0 | 900 | 900
V-BV100-10B | Elec,pH,X-V,DJ,3/4"MPT CPVC,Ceramic Tuff Tip,SPR | 1 | 176.74 | 28.398 | 26.873 | PROX Lab
55510-30 | Elec,pH,FS-5,DJ,#5735726R-003B,12x115mm,Refillable | 2 | 59.59 | 23.531 | 7.736 | PROX Lab
94785-04 | Elec,Sodium,DJ,#NAB1502-S7,12x110mm,Glass,PPB Range,Refill | 0 | 0 | 0.466 | 0.254
55510-18 | Elec,pH,5KTF,DJ,#573TF711R-003B,Refill,Epoxy | 2 | 77.32 | 27.763 | 11.045 | PROX Lab
JAF-036 | Elec,Sodium,12x110mm,Refillable,Epoxy Body,#NA71508-003B | 0 | 0 | 16.049 | 1.536
JAF-037 | Solu,activity standard,sodium,1000ppm,#NA0AS02 | 0 | 0 | 2.162 | 1.471
JAF-039 | Solu,ISA,4M NH4Cl/NH4OH,475 mL,#NA0IS01 | 0 | 0 | 2.162 | 7.261
DIGITANA-020 | Elec,pH,X-2,DJ,12x80mm,Sealed Reference,#V-0010-DL | 0 | 0 | 12.607 | 0.336
DIGITANA-021 | Acce,Cable,Extension,#99001048-020BB,F/BNCto M/BNC,Blue Boot | 0 | 31.13 | 7.019 | 6.355
SCP-737-CP-050B | Elec,pH,XVD,DJ,#192V737-050B,3/4"MNPT Guard | 1 | 106.5 | 43.89 | 13.896 | PROX Lab
C13-010-UH | Sub,Cable,UH,C13,10 Feet,See Note | 0 | 0 | 11.045 | 0 | Lab-Ovh
C4-010-BD | Sub,Cable,BD,C4,10 Feet,See Note | 0 | 0 | 6.764 | 6.666 | Lab-Ovh
ATT6-125 | Sub,TestTube | 118 | 0 | 0.474 | 0.474 | Lab-Ovh
C32-017-HC | Sub,Cable,HC,C32,17Feet,Spade lug:77280001,Cable:99030045 | 52 | 0 | 5.63 | 4.487 | Lab-Ovh
C2-015-HA | Sub,Cable,HA,C2,15 Feet,Connector:77280014,Cable:99030517 | 1 | 0 | 10.63 | 9.12 | Lab-Ovh
C32-X12-BB | Sub,Cable,BB,C32,12 Inches,Male BNC:77020104,Cable:99030045 | 0 | 0 | 1.056 | 1.056 | Lab-Ovh
7593AA8V-170-5 | Sub,pH,SJ,5,12x170mm Length, Refill | 11 | 0 | 0.093 | 0.013
AREFA2-117 | Sub,Mono,AgCI,Reference,117mm Length | 3 | 0 | 0.905 | 0.942
310190NN | Sub,Ag Wire,.01" Diameter,190mm Length,No Dip | 0 | 0 | 0.218 | 0
310100NN | Sub,Ag Wire,.01" Diameter,100mm Length,No Dip | 0 | 0 | 0.203 | 0.051
SI1J5R1B-140-VD | Sub,Stem,pH,VD,140mm Length | 0 | 0 | 0.01 | 0
SI1L1V1A-120-BF | Sub,Stem,pH,BF,120mm Length | 0 | 0 | 0.014 | 0.013
C29-X24-WA | Sub,Cable,WA,C29,24 Inches,See Note | 0 | 0 | 2.074 | 0
SA95-250-BD | Sub,pH,DJ,BD,AutoClaveAble,250mm Length | 13 | 0 | 0.182 | 0.126
AREF25N-300 | Sub,Mono,Reference | 30 | 0 | 0.012 | 0.023
310320ND | Sub,Ag Wire,.01" Diameter,320mm Length,AgCl Dip | 0 | 0 | 0.365 | 0
ATT6-250 | Sub,TestTube | 0 | 0 | 0.021 | 0.011
C13-015-TC | Sub,Cable,TC,C13,15 Feet,Strip and Tin, Cable:99030241 | 3712 | 0 | 5.7407 | 4.054
310240ND | Sub,Ag Wire,.01" Diameter 240mm Length,AgCl Dip | 0 | 0 | 0.274 | 0.124
C18-010-HA | Sub,Cable,HA,C18,10 Feet,Connector:77280014,Cable:99030131 | 0 | 0 | 8.178 | 8.178 | Lab-Ovh
7795ADNB-120 | Sub,Plat,DJ,12x120mm Length | 4 | 0 | 27.416 | 11.008 | Lab-Ovh
C2-025-HA | Sub,Cable,HA,C2,25 Feet,Connector:77280014,Cable:99030517 | 0 | 0 | 20.514 | 18.066
C32-030-HB | Sub,Cable,HB,C32,30 Feet,Spade lug:77282226,Cable:99030045 | 0 | 0 | 9.457 | 0
C13-006-HA | Sub,Cable,HA,C13,6 Feet,Connector:77280014,Cable:99030241 | 0 | 0 | 4.842 | 0
C13-010-HA | Sub,Cable,HA,C13,10 Feet,Connector:77280014,Cable:99030241 | 7 | 0 | 11.937 | 11.937 | Lab-Ovh
C18-034-HA | Sub,Cable,HA,C18,34 Feet,Connector:77280014,Cable:99030131 | 0 | 0 | 14.207 | 0
C18-020-HA | Sub,Cable,HA,C18,20 Feet,Connector:77280014,Cable:99030131 | 0 | 0 | 8.923 | 8.934 | Lab-Ovh
C2-030-UF | Sub,Cable,UF,C2,30 Feet,See Note | 0 | 0 | 19.933 | 0
C13-010-UF | Sub,Cable,UF,C13,10 Feet,See Note | 1 | 0 | 11.026 | 11.026 | Lab-Ovh
SI1L1V2A-120-BF | Sub,Stem,pH,BF,120mm Length | 1 | 0 | 0.023 | 0.01 | Lab-Ovh
SI1L1V2B-125-VD | Sub,Stem,pH,VD,125mm Length | 30 | 0 | 0.014 | 0.014
C32-030-TC | Sub,Cable,TC,C32,30 Feet,Strip and Tin,Cable:99030045 | 18 | 0 | 8.424 | 8.424 | Lab-Ovh
C32-017-TC | Sub,Cable,TC,C32,17 Feet,Strip and Tin,Cable:99030045 | 0 | 0 | 4.396 | 0
310230ND | Sub,Ag Wire,.01" Diameter,230mm Length,AgCl Dip | 0 | 0 | 0.263 | 0.148
SI1J5R1B-125-5D | Sub,Stem,pH,5D,125mm Length | 0 | 0 | 0 | 0
C32-005-SD | Sub,Cable,SD,C32,5 Feet,Red S7:77180106,Cable:99030045 | 0 | 0 | 6.567 | 3.699 | Lab-Ovh
5501AAV-110-2 | Sub,pH,SJ,2,ReducedTip,ACJ,6x110mmLength,VL3.6mmID .7"Refill | 8 | 0 | 0.052 | 0.038
C27-010-HB | Sub,Cable,HB,C27,10 Feet,Spade lug:77282226,Cable:99030043 | 0 | 0 | 7.978 | 0
7596ADM | Sub,Plat,SJ,12x120mm Length | 18 | 0 | 20.402 | 20.402 | Lab-Ovh
C33-010-TC | Sub,Cable,TC,C33,10 Feet,Strip and Tin,Cable:99221106 | 7 | 0 | 13.547 | 14.8 | Lab-Ovh
C2-025-WA | Sub,Cable,WA,C2,25 Feet,See Note | 1 | 0 | 19.885 | 15.627 | Lab-Ovh
C2-022-WM | Sub,Cable,WM,C2,22 Feet, See Note | 0 | 0 | 14.42 | 0
SI1L1V2I-125 | Sub,Stem,Plat,.235x125mm W/Plat Wire W/Ball | 3 | 9.04 | 4.305 | 4.305 | Lab-Ovh
7591ADN | Sub,PlatBand,SJ,12x090mm Length | 5 | 0 | 20.771 | 22.371 | Lab-Ovh
CHROMATAN-001 | Acce,Flow Cell, 1.00-20 UNEF-28, See Drawing | 0 | 112.35 | 3.808 | 0
7703AAV-BD | Sub,Stem,pH,DJ,BD,12mmFreeFlow,Fisher | 5 | 0 | 13.842 | 13.44
C32-015-HA | Sub,Cable,HA,C32,15 Feet,Connector:77280014,Cable:99030045 | 0 | 0 | 3.997 | 0
ELH-091 | Elec,pH,SJ,XVD,12mmX110mm,Glass body,Refill,#577V521-003R | 0 | 0 | 6.23 | 0.666
C32-015-TC | Sub,Cable,TC,C32,15 Feet,Strip and Tin,Cable:99030045 | 0 | 0 | 3.907 | 0
1600002RG | Acce,Guard,Kynar,2 Holes for MKVIA | 0 | 21.94 | 20.265 | 8.042
V-BV10B-20H | Elec,pH,X-VF,DJ,3/4"NPT CPVC,PT100,Tuff Tip | 1 | 236.11 | 44.794 | 44.794 | PROX Lab
COLE-267 | Elec,pH,GX5,DJ,12x115mm,30K,Sealed,#5733728A1-010BG2.5 | 0 | 0 | 14.64 | 8.02
C13-026-HA | Sub,Cable,HA,C13,26 Feet,Connector:77280014,Cable:99030241 | 0 | 0 | 18.963 | 0
2520A5NAV-113BD | Sub,pH,SJ,BD,113mm Length,Refill | 11 | 0 | 0.027 | 0.029
C30-010-BJ | Sub,Cable,BJ,C30,10 Feet,See Note | 0 | 0 | 5.907 | 5.907 | Lab-Ovh
1921323-31-010T | Elec,Cond,K=1.0,Flow Thru,CPVC,PT100 | 0 | 0 | 0 | 0
44000170 | MRO,Paper, White Butcher Paper 15'' Wide Roll | 2 | 0 | 32.15 | 32.15
C13-016-UH | Sub,Cable,UH,C13,16 Feet,See Note | 0 | 0 | 13.146 | 12.696
ATT6EM-115 | Sub,TestTubeWithSmallPlat. Band | 4 | 0 | 14.802 | 14.802 | Lab-Ovh
59351-22 | Elec,pH,XVD,WICK,110mm,GlassBody,PT1K,#K-000E-3IU1 | 1 | 148.79 | 32.952 | 31.65 | PROX Lab
CYCLOPS-190 | Elec,pH,DJ,XVF,3/4MPT CPVC,PT100,Tuff Tip,#V-BV10B-40H | 0 | 0 | 40.02 | 20.511
COLE-268 | Elec,pH,DJ,XVF,3/4"NPT Ryton,10K Ther,#TP561VV18S10ET | 1 | 164.04 | 37.166 | 31.74 | PROX Lab
C2-020-TG | Sub,Cable,TG,C2,20 Feet,See Note | 0 | 0 | 15.7 | 15.7 | Lab-Ovh
C15-010-TC | Sub,Cable,TC,C15,10 Feet,Strip and Tin,Cable:99030015 | 0 | 0 | 2.832 | 2.832 | Lab-Ovh
C6-016-UH | Sub,Cable,UH,C6,16 Feet,See Note | 0 | 0 | 21.764 | 21.764 | Lab-Ovh
C2-010-UL | Sub,Cable,UL,C2,10 Feet,See Note | 0 | 0 | 8.577 | 0
5606642G-10B | Elec,Plat,DJ,3/4"MNPT W/Guard,Annular Ceramic | 6 | 290 | 40.021 | 0
C2-025-UF | Sub,Cable,UF,C2,25 Feet,See Note | 0 | 0 | 19.277 | 0 | Lab-Ovh
C2-030-TC | Sub,Cable,TC,C2,30 Feet,Strip and Tin,Cable:99030517 | 0 | 0 | 19.367 | 16.47 | Lab-Ovh
C18-010-TC | Sub,Cable,TC,C18,10 Feet,Strip and Tin,Cable:99030131 | 3967 | 0 | 3.621 | 2.67 | Lab-Ovh
SI1L1V1A-120-VF | Sub,Stem,pH,VF,120mm Length | 160 | 0 | 0.014 | 0.013
CU01503-003B | Elec,Copper,SJ,12mmx110mm,Spring Loaded, Epoxy Body | 0 | 0 | 4.385 | 1.899
2IST-1MNACL | Polymer gel, 4m KCL, 1M, Nacl | 0 | 0 | 0 | 0
WJF-157 | Elec,pH,TB551,XVD,DJ,SPR,3Kohm,Kynar/Viton,#A-2001-16H | 0 | 0 | 66.612 | 51.291
C2-010-CL | Sub,Cable,CL,C2,10Feet,BNC Connector:77020104,Cable:99030517 | 0 | 0 | 8.012 | 6.8 | Lab-Ovh
C2-010-UN | Sub,Cable,UN,C2,10 Feet,See Note | 5 | 0 | 11.223 | 11.223
AREF25N-100 | Sub,Mono,Reference | 304 | 0 | 1.018 | 0.006 | Lab-Ovh
A-352KB-10H | Elec,pH,X5,SPR,PT100,TB557,Kynar/Kalrez,Teflon Tuff Tip | 0 | 0 | 12.002 | 4.714
1500621 | Housing,SS,1"NPT,F/PG13.5,For 12x120mm Elec,VitonO-Ring | 0 | 729.96 | 14.511 | 8.25
320160ND | Sub,0.20"Ag Wire,160mm Length,AgCl Dip | 0 | 0 | 0.385 | 0
ISTEK-296 | Elec,Cond,K=1.0,12.5 x 225mm,#C527-2-1-225-010T | 0 | 0 | 4.988 | 1.84
ISTEK-299 | Elec,plat,X-VD,DJ,SPR,12x225mm,#I-R000-S8-225 | 0 | 0 | 0.028 | 0.028
C18-010-DN | Sub,Cable,DN,C18,10 Feet , See Note | 0 | 0 | 10.897 | 10.897 | Lab-Ovh
C2-015-UF | Sub,Cable,UF,C2,15 Feet,See Note | 0 | 0 | 12.254 | 12.254
ELECD-074 | Elec,pH,DJ,XV,12mmX110mm,Refillable,#577V701-003B | 0 | 81.17 | 27.962 | 1.731 | PROX Lab
C13-010-BB | Sub,Cable,BB,C13,10 Feet,Male BNC:77020104,Cable:99030241 | 0 | 0 | 7.782 | 0
C2-020-TC | Sub,Cable,TC,C2,20 Feet,Strip and Tin,Cable:99030517 | 0 | 0 | 16.357 | 16.357 | Lab-Ovh
C32-022-HA | Sub,Cable,HA,C32,22 Feet,Connector:77280014,Cable:99030045 | 0 | 0 | 5.7 | 0
C34-015-CJ | Sub,Cable,CJ,C34,15Feet,Cable:99030017,SN6:77180102 | 4 | 0 | 14.706 | 11.438
SI1G5L1C-125-5 | Sub,Stem,pH,X5,125mm Length | 40 | 0 | 0.011 | 0.009
V-700J-10BWI8 | Elec,pH,X-V,DJ,12x115mm,Epoxy Guard,30K,RFV | 0 | 0 | 21.677 | 15.222
JAF-002-200 | Elec,Cond,K=0.1,Plat,#5771302-42-200-3BU,12x200mm,Glass Body | 0 | 0 | 0 | 0
C2-007-WI | Sub,Cable,WI,C2,7 Feet,See Note | 0 | 0 | 5.268 | 4.696 | Lab-Ovh
4501AAV-130-1 | Sub,pH,SJ,1,ReducedTip,AnnularJunction,OD4mm x 130mm,Refill | 7 | 0 | 0.051 | 0.034
SI1R1V2A-095-VF | Sub,Stem,pH,DJ,VF,095mm Length | 0 | 0 | 0 | 0
C32-050-CD | Sub,Cable,CD,C32,50 Feet, See Note | 0 | 0 | 16.338 | 15.096 | Lab-Ovh
310115ND | Sub,Ag Wire,.01" Diameter,115mm Length,AgCl Dip | 0 | 0 | 0.203 | 0
SI1R1V2B-120-VD | Sub,Stem,pH,DJ,VD,120mm Length | 40 | 0 | 0.001 | 0.002 | Lab-Ovh
93X000517 | Elec,Ref,Mono,DJ,12x106mm,AgCl,Refill,Cer,Pin,#13-620-858 | 0 | 31.03 | 28.791 | 11.107 | PROX Lab
C1-010-UF | Sub,Cable,UF,C1,10 Feet,See Note | 2 | 0 | 9.994 | 7.255 | Lab-Ovh
C01-010-UF | Sub,Cable,C1,UF,10 Feet,See Note | 5 | 0 | 8.489 | 8.079 | Lab-Ovh
C18-020-HB | Sub,Cable,HB,C18,20 Feet,Spade lug:77282226,Cable:99030131 | 0 | 0 | 18.236 | 18.236 | Lab-Ovh
C19-027-TC | Sub,Cable,TC,C19,27 Feet,Strip and Tin,Cable:99039047 | 0 | 0 | 84.531 | 0
C13-010-TC | Sub,Cable,TC,C13,10 Feet,Strip and Tin, Cable:99030241 | 6 | 0 | 12.299 | 8.018 | Lab-Ovh
C18-010-HB | Sub,Cable,HB,C18,10 Feet,Spade lug:77282226,Cable:99030131 | 66 | 0 | 14.129 | 14.221 | Lab-Ovh
310090NN | Sub,Ag Wire,.01" Diameter,090mm Length,No Dip | 0 | 0 | 0.203 | 0
C19B114-F-83 | Elec,Cond,0.01 Const,316SS/TFE,TC 100 ohm,T/L,83mm out of hs | 1 | 314.94 | 36.456 | 13.25
C29-010-WC | Sub,Cable,WC,C29,10 Feet,See Note | 0 | 0 | 7.61 | 0
C32-020-CD | Sub,Cable,CD,C32,20 Feet , See Note | 0 | 0 | 9.012 | 7.77 | Lab-Ovh
7596AM2 | Sub,Gold,SJ,12x120mm Length | 3 | 0 | 81.406 | 81.406 | Lab-Ovh
SI1G1V1B-110-VD | Sub,Stem,pH,VD,110mm Length | 75 | 0 | 0.01 | 0.008 | Lab-Ovh
ATT5-125 | Sub,TestTube | 1037 | 0 | 0.469 | 0.45 | Lab-Ovh
C2-025-TC | Sub,Cable,TC,C2,25 Feet,Strip and Tin,Cable:99030517 | 0 | 0 | 18.407 | 0 | Lab-Ovh
C6-045-UF | Sub,Cable,UF,C6,45 Feet,See Note | 0 | 0 | 45.023 | 0
ZU0564 | Acce,Membrane Kit,Knick,for SE707 and SE706 | 0 | 0 | 650 | 650
C35B778-10H | Elec,Cond,K=10.0,316SS/Peek,100 ohm,3/4"MPT Fix Gland,10FT | 0 | 0 | 325 | 325
C15-008-HA | Sub,Cable,HA,C15, 8 Feet,Connector:77280014,Cable:99030015 | 0 | 0 | 0.878 | 0
C24-006-HA | Sub,Cable,HA,C24,6 Feet,Connector:77280014,Cable:99220082 | 0 | 0 | 2.415 | 0
7703AAV-VD | Sub,Stem,pH,DJ,VD,12mmFreeFlow,Fisher | 8 | 0 | 22.545 | 21.748 | Lab-Ovh
C6-033-UH | Sub,Cable,UH,C6,33 FT,,BNC,strip&tin,Shield with Teflon Tube | 0 | 0 | 38.623 | 38.623 | Lab-Ovh
CALU-001 | Elec,pH,MK7,X-VD,DJ,SPR,TC 8525 ohm,Ryton/Viton,#V-2009-10H | 0 | 0 | 24.713 | 14.264
5571420-003B | Elec,Ref,SJ,6x110mm,Ceramic,Refillable,Ag/AgCl,Glass,Sealed | 0 | 0 | 2.981 | 1.084
310070ND | Sub,Ag Wire,.01" Diameter,070mm Length,AgCl Dip | 0 | 0 | 0.203 | 0.036
C13-025-TC | Sub,Cable,TC,C13,25 Feet,Strip and Tin, Cable:99030241 | 0 | 0 | 23.122 | 23.122 | Lab-Ovh
7793A5NAV-VD | Sub,pH,DJ,VD,12x120mm Length,Refill,1Wick | 19 | 0 | 0.161 | 0.103
C32-050-BB | Sub,Cable,BB,C32,50 Feet,Male BNC:77020104,Cable:99030045 | 0 | 0 | 13.021 | 8.58
SI1L1V1A-180-VF | Sub,Stem,pH,VF,180mm Length | 61 | 0 | 0.023 | 0.021
5701AAV-110-BD | Sub,pH,DJ,BD,6mm,12mm,7/15SleeveJunction,Refill | 0 | 0 | 0.061 | 0
SI1L1V1DN-100 | Sub,Stem,ORP,NEW PLAT BAND,100mm Length | 22 | 0 | 18.802 | 14.566 | Lab-Ovh
SI1O1V1A-100-VF | Sub,Stem,pH,VF,100mm Length | 56 | 0 | 0.813 | 0.784 | Lab-Ovh
7596AQN | Sub,Double Plat,SJ,12x120mm Length | 0 | 0 | 31.295 | 12.685
V-B9100-S7 | Elec,Plat,DJ,3/4"MPT CPVC,Cer.Tuff Tip | 0 | 237.41 | 21.645 | 3.039
V-B4100-S7 | Elec,Plat,DJ,Sol(Plat)3/4"CPVC Cer.Tuff Tip,Green wire(Sol) | 0 | 0 | 16.668 | 0.292
SI1G1V1B-125-BD | Sub,Stem,pH,BD,125mm Length | 287 | 0 | 0.01 | 0.009
SI1O1V1A-115-VF | Sub,Stem,pH,VF,115mm Length | 29 | 0 | 0.816 | 0.816 | Lab-Ovh
SI1L1V1B-130-VD | Sub,Stem,pH,VD,130mm Length | 17 | 1.06 | 0.814 | 0.767 | Lab-Ovh
93X000547 | Elec,Reference,DJ,12x106mm,Glass,AgCl,Refill,Pin,#13-620-855 | 0 | 34.18 | 20.091 | 18.406 | PROX Lab
SI1J5R1B-095-VD | Sub,Stem,pH,VD,095mm Length | 0 | 0 | 2.304 | 0 | Lab-Ovh
ISTEK-300 | Elec,pH,XVD,12x120mm,PT100,TempHigh,Glass,#I-1T0B-F4-120 | 2 | 108.56 | 31.534 | 31.534 | PROX Lab
ISTEK-301 | Acce,Cable,4PinDLtoBNC/RCA,LN&2Conductor,S=ZV Cb,#2010456S-1 | 0 | 0 | 0 | 0
C18-011-TC | Sub,Cable,TC,C18,11 Feet,Strip and Tin,Cable:99030131 | 0 | 0 | 4.518 | 0
1269599 | Elec,pH,X2D,DJ,#6773720-15BTV6,12x108mm,Ryton lip off,SPR | 1 | 0 | 45.149 | 15.559
AREF25N-160 | Sub,Mono,Reference | 0 | 0 | 0.034 | 0
C4-020-BD | Sub,Cable,BD,C4,20 Feet,See Note | 0 | 0 | 10.238 | 10.14 | Lab-Ovh
ELH-092 | Solu,Activity Standard,Sodium,1000ppm,#NA0AS02 | 0 | 0 | 2.162 | 0
ELH-093 | Solu,ISA,4M NH4Cl/NH4OH,475 mL,#NA0IS01 | 0 | 0 | 2.162 | 0
ELH-094 | Solu,Reference,Sodium,0.1M NH4Cl, 125mL,#R001041 | 0 | 0 | 1.482 | 0
C13-030-HA | Sub,Cable,HA,C13, 30 Feet,Connector:77280014,Cable:99030241 | 0 | 0 | 27.464 | 27.464 | Lab-Ovh
C2-020-WA | Sub,Cable,WA,C2,20 Feet,See Note | 0 | 0 | 16.777 | 14.833 | Lab-Ovh
ELM-147 | Solu,Elec Storage,KN03/pH4,50/50 ratio,475 mL,#R001001 | 0 | 11.34 | 2.162 | 2.12
CYCLOPS-192 | Elec,Gold,DJ,TuffTip,CPVCCartridge,Walchem Repl,#1928805S-DL | 1 | 284.84 | 123.415 | 83.183 | PROX Lab
CYCLOPS-193 | Elec,Plat,DJ,Tuff Tip,Wachem Replacement,#1929805S-DL | 0 | 0 | 14.742 | 3.854
C32-004-HA | Sub,Cable,HA,C32,4 Feet,Connector:77280014,Cable:99030045 | 0 | 0 | 2.447 | 2.459 | Lab-Ovh
2759A5NA-VD | Sub,pH,DJ,VD,Wick | 0 | 0 | 0.059 | 0
7317AT-110-VD | Sub,pH,Mono,VD,12x110mm Length | 0 | 0 | 2.822 | 0.027 | Lab-Ovh
CHEMA-044 | Elec,pH,XVF,DJ,#V-BV10B-15B2,3/4"MPT CPVC,PT100,Tuff Tip | 8 | 130.78 | 18.273 | 7.835
ATT7KM-100 | Sub,Test Tube W/ Plat. Disk | 0 | 0 | 9.673 | 9.673 | Lab-Ovh
C13-020-WL | Sub,Cable,WL,C13,20 Feet,See Note | 0 | 0 | 18.123 | 15.742 | Lab-Ovh
6507AAV-115-2 | Sub,pH,SJ,2,8x115mm,Refill | 12 | 0 | 0.065 | 0.047
SI1G5L1C-125-1 | Sub,Stem,pH,X1,125mm Length | 0 | 0 | 0.011 | 0.006
SZ3384.1 | Elec,Cond,K=1.0,12x110mm,Graphite,#2731312-31S-17T,See DWG | 111 | 57.12 | 36.991 | 36.991 | Lab-Ovh
C32-030-BB | Sub,Cable,BB,C32,30 Feet,Male BNC:77020104,Cable:99030045 | 0 | 0 | 7.833 | 7.833
C29-016-WB | Sub,Cable,WB,C29,16 Feet,See Note | 0 | 0 | 11.046 | 11.05 | Lab-Ovh
7791ADN | Sub,PlatBand,DJ,12x090mm Length | 16 | 0 | 25.879 | 11.594 | Lab-Ovh
7596AQ | Sub,Double Plat,SJ,12x120mm Length | 0 | 0 | 31.295 | 0
95D-130-VD | Sub,pH,SJ,VD,12x130mm Length,Ferm,Thick Wall | 36 | 0 | 0.089 | 0.089
ATT7KM-115 | Sub,Test Tube W/ Plat. Disk | 21 | 0 | 9.717 | 9.717 | Lab-Ovh
7594A5NNN | Sub,pH,1Wick,SJ,12x120mm Length | 0 | 0 | 14.821 | 0
7755A5AV-VD | Sub,pH,12mm bulb,VD,Wick,FisherStyle, | 15 | 0 | 0.073 | 0.033
C1-015-UF | Sub,Cable,UF,C1,15 Feet,See Note | 0 | 0 | 12.893 | 11.374 | Lab-Ovh
CONDD3B2B-110 | Sub,Conductivity,K=1.0,GlassBody,2PlatBand,12x110mm Length | 4 | 0 | 35.494 | 21.096 | Lab-Ovh
SK20T3S | Elec,Cond,K=1.0,#5771302S-32-010BU,12x110mm,Plat,Black Boot | 0 | 0 | 29.662 | 20.669
SI1J5R1A-140-VF | Sub,Stem,pH,VF,140mm Length | 0 | 0 | 0.015 | 0
7703AAV-2 | Sub,Stem,pH,DJ,2,12mmFreeFlow,Fisher | 2 | 0 | 6.094 | 0.02 | Lab-Ovh
7511AAV-2 | Sub,pH,SJ,12x120mm Length,14/15 SleeveJunc. | 1 | 0 | 27.163 | 29.167
2705AAY-2 | Sub,Combo,pH,DJ,2,10x85mmLength,14/15GJ,DoubleRefill | 0 | 0 | 16.692 | 12.512
SI1J5R1A-095-BF | Sub,Stem,pH,BF,095mm Length | 0 | 0 | 0.011 | 0
7795AAB-100-VD | Sub,pH,DJ,VD,12x100mm Length,SideArm | 0 | 0 | 0.061 | 0.028
TP561VV12317UBT | Elec,pH,X-VD,DJ,3/4"MPT Ryton,Notched Ceramic,PT100 | 0 | 0 | 4.312 | 0
D-G751G0K120S7 | Elec,Oxygen,Galvanic,12x120mm,PG13.5,S7,Glass body | 0 | 0 | 11.056 | 8.048
SI1C1V1B-030 | Sub,Stem,pH,030mm Length | 75 | 0 | 0.019 | 0.019 | Lab-Ovh
SI1E1V1C-050 | Sub,Stem,pH,050mm Length | 109 | 0 | 0.002 | 0.002
SI1E1V1C-050-5 | Sub,Stem,pH,5,050mm Length | 77 | 0 | 0.002 | 0.002
192V757-23HTV18 | Elec,pH,X-VF,DJ,3/4"MPT CPVC,Ceramic,10K Ther,H(ph)T(all) | 0 | 0 | 2.203 | 0.328
192V757-33HTV18 | Elec,pH,X-VF,DJ,3/4"MPT CPVC,Ceramic,10K Ther,H(ph)T(all) | 0 | 0 | 2.203 | 0.485
192V757-66HTV18 | Elec,pH,X-VF,DJ,3/4"MPT CPVC,Ceramic,10K Ther,H(ph)T(all) | 0 | 0 | 2.203 | 0.485
SI1J1V1K-095 | Sub,Stem,ORP,PlatDisk,095mm Length | 0 | 0 | 8.494 | 0
SI1J1V1A-095-VF | Sub,Stem,ORP,PlatDisk,095mm Length | 0 | 0 | 0.007 | 0
SI1J5R1B-080-VD | Sub,Stem,pH,VD,080mm Length | 0 | 0 | 0.017 | 0
SI1J5R1B-095-1D | Sub,Stem,pH,1D,095mm Length | 0 | 0 | 0.01 | 0
SI1J1V2KM-090 | Sub,Stem,ORP,PlatDisk,090mm Length | 26 | 0 | 1.869 | 4.073
SI1L1V1DN-090 | Sub,Stem,ORP,090mm Lenght | 2 | 0 | 18.063 | 10.584
SI1L1V2A-045-VF | Sub,Stem,pH,VF,045mm Length | 16 | 0 | 1.77 | 1.686 | Lab-Ovh
SI1L1V2A-120-VF | Sub,Stem,pH,DJ,VSF,120mm Length | 9 | 0 | 0.029 | 0.012
SI1R1V2A-065-VF | Sub,Stem,pH,DJ,VF,065mm Length | 16 | 0 | 1.778 | 1.71 | Lab-Ovh
SI1R1V2A-095 | Sub,Stem,.325"GlassWithFlatBulb,DJ,CeramicPate,095mm Length | 0 | 0 | 0.012 | 0
C80B324-F6 | Elec,Cond,K=0.3,4 PinSS,3/4"MPT Ryton,PT100 | 0 | 0 | 14.224 | 6.533
AREF45N-090 | Sub,Mono,Reference,090mm | 17 | 0 | 1.055 | 0.999 | Lab-Ovh
AREF55N-076 | Sub,Reference,0.040"Wick,076mm Length | 89 | 0 | 1.058 | 1.003 | Lab-Ovh
AREF55N-090 | Sub,Mono,Refernce,090mm length | 0 | 0 | 1.019 | 1.019 | Lab-Ovh
AREF55N-038 | Sub,Mono,Reference | 0 | 0 | 0.151 | 0
AREF55N-040 | Sub,Mono,Reference,CeramicJunction | 4 | 0 | 0.151 | 0.11
AREF55N-050 | Sub,Mono,Referrence | 0 | 0 | 1.162 | 1.162 | Lab-Ovh
AREF55N-063 | Sub,Mono,Reference,CeramicJunction,3.65mm(.145")X63mm Length | 25 | 0 | 1.058 | 1.058 | Lab-Ovh
AREF55N-065 | Sub,Mono,Reference,CeramicJunction | 15 | 0 | 0.047 | 0.047
AREF55N-073 | Sub,Mono,Reference,CeramicJunction | 0 | 0 | 0.151 | 0.563
AREF85N-063 | Sub,Mono,Reference,063mm Length | 17 | 0 | 0.012 | 0.012
AREF85N-090 | Sub,Mono,Reference, 090mm Length | 51 | 0 | 1.069 | 1.069 | Lab-Ovh
AREFA2-055 | Sub,Mono,AgCI,Reference,055mm length | 16 | 0 | 0.903 | 0.915
AREFA2-085 | Sub,Mono,AgCI,Reference,085mm length | 43 | 0 | 2.066 | 2.086 | Lab-Ovh
AREF15N-076 | Sub,Mono,Reference | 56 | 0 | 1.443 | 1.399 | Lab-Ovh
AREF25N-045 | Sub,Mono,Reference,045mm Length | 0 | 0 | 1.16 | 1.076 | Lab-Ovh
AREF25N-048 | Sub,Mono,Reference | 55 | 0 | 1.557 | 1.557 | Lab-Ovh
AREF25N-063 | Sub,Mono,Reference | 476 | 0 | 0.148 | 0.56
AREF25N-076 | Sub,Mono,Reference,076mm Length | 308 | 0 | 1.057 | 1.057 | Lab-Ovh
AREF25N-080 | Sub,Mono,Reference | 0 | 0 | 0.149 | 0.56
AREF25N-089 | Sub,Mono,Reference 089mm Length | 5 | 0 | 0.007 | 0.006
AREF45N-070 | Sub,Mono,Reference,070mm Length | 67 | 0 | 0.15 | 0.15
AREF5-050 | Sub,Mono,Reference | 0 | 0 | 0.002 | 0
AREF5-063 | Sub,Mono,Reference | 0 | 0 | 1.013 | 0 | Lab-Ovh
AREFC2-076 | Sub,Mono,Reference,.095"x076mm Length | 0 | 0 | 0.001 | 0.002
AREFC2-090 | Sub,Mono,Reference,.095"x090mm Length | 0 | 0 | 0.002 | 0
ATT5-070 | Sub,TestTube,3.68mm (.145") x 070mm Length | 36 | 0 | 0.466 | 0.466 | Lab-Ovh
ATT5-095 | Sub,TestTube | 0 | 0 | 0.003 | 0.39
ATT6-060 | Sub,TestTube | 67 | 0 | 0.47 | 0.47 | Lab-Ovh
ATT6-090 | Sub,TestTube | 0 | 0 | 0.472 | 0.449 | Lab-Ovh
ATT6-095 | Sub,TestTube | 22 | 0 | 0.414 | 0.414 | Lab-Ovh
ATT6-070 | Sub,TestTube | 28 | 0 | 0.47 | 0.47 | Lab-Ovh
AREF25N-200 | Sub,Mono,Reference | 0 | 0 | 0.005 | 0.004
AREF25N-090 | Sub,Mono,Reference | 27 | 0 | 1.058 | 1.058 | Lab-Ovh
C32-018-ZD | Sub,Cable,TD,C32,018 Feet,TNC:77021220,Cable:99030045 | 0 | 0 | 7.348 | 0
SI1J1V2KM-095 | Sub,Stem,ORP,PlatDisk,095mm Length | 0 | 0 | 1.2 | 3.1175
AREF55N-101 | Sub,Mono,Refernce, 101mm Length | 0 | 0 | 0.003 | 0.004
SI1R1V2DN-095 | Sub,Stem,pH,PLatBand#11252507, 095mm Length | 0 | 0 | 20.784 | 11.943 | Lab-Ovh
C1-015-TC | Sub,Cable,TC,C1,15 Feet,Strip and Tin, Cable: 99030028 | 18 | 0 | 11.59 | 11.59 | Lab-Ovh
AREF85N-070 | Sub,Mono,Reference, 070mm Length | 26 | 0 | 0.013 | 0.022
AREF25N-210 | Sub,Mono,Reference | 45 | 0 | 0.01 | 0.01
7594A5NNN-VD | Sub,pH,1Wick,SJ,VD,12x120mm Length | 0 | 0 | 26.061 | 10.655 | Lab-Ovh
95A-285-2D | Sub,pH,SJ,2D,12x285mm Length,Ferm | 9 | 0 | 0.161 | 0.091
AREF25N-255 | Sub,Mono,Reference | 0 | 0 | 0.011 | 0
C13-004-HA | Sub,Cable,HA,C13,4 Feet,Connector:77280014,Cable:99030241 | 0 | 0 | 3.797 | 3.177
AREF8-050 | Sub,Mono,Reference | 0 | 0 | 0.008 | 0
27011-70 | Elec,pH,X-2F,DJ,1/2"MNPT,Tuff Tip,PT1K,#1963734H-010TV10 | 1 | 0 | 13.353 | 5.555
398V701-020TV12 | Elec,pH,XVD,DJ,Disposable,3'ABS Pipe,PT100 | 0 | 0 | 24.019 | 0
SP22B | Elec,pH,XVD,DJ,#577V792-003B,12x110mm | 0 | 0 | 9.677 | 1.917
SI1J1V1L-120 | Sub,Stem,pH,120mm Length | 39 | 0 | 0.01 | 0.01
AREF55N-085 | Sub,Mono,Refernce,085mm length | 43 | 0 | 1.058 | 1.058 | Lab-Ovh
JENCO-090 | Elec,pH,DJ,XVF,#V-BV10B-50BH,3/4"MNPT CPVC,PT100 | 0 | 0 | 37.848 | 18.883
CYCLOPS-194 | Acce,Cable,L/N,RG58,M/BNC w/ ½”MPT CPVC cap to Hanked,#SX653 | 0 | 0 | 0 | 0
C30-050-TC | Sub,Cable,TC,C30,50 Feet,Strip and Tin,Cable:99030014 | 0 | 0 | 20.953 | 20.953 | Lab-Ovh
9039-10B | Elec,Reference,12x110mm,DJ,Refill,#5771425-010B | 0 | 0 | 4.728 | 2.117
AREF25N-205 | Sub,Mono,Reference | 36 | 0 | 0.005 | 0.005
ATT5-205 | Sub,TestTube | 0 | 0 | 0.009 | 0
SI1J1V1KM-095 | Sub,Stem,ORP,PlatDisk,095mm Length | 1 | 0 | 10.296 | 3.948
CYCLOPS-195 | Elec,pH,DJ,XVD,12x120mm,Washer and Teflon,#I-1000-S8 | 2 | 209.54 | 3.601 | 3.443
7755A5NAV-5D | Sub,pH,12mm bulb,5D,Wick,FisherStyle | 0 | 0 | 0.518 | 0.518 | Lab-Ovh
7793AT-110-VD | Sub,pH,DJ,VD,12x110mm Length | 4 | 0 | 6.911 | 6.577 | Lab-Ovh
SI1G301B-145-2D | Sub,Stem,pH,2D,145mm Length | 0 | 0 | 0.013 | 0
C30-005-BJ | Sub,Cable,BJ,C30,5 Feet,See Note | 12 | 0 | 3.421 | 3.421 | Lab-Ovh
7593ADN-130 | Sub,Plat,SJ,12x130mm Length | 12 | 0 | 20.606 | 16.299 | Lab-Ovh
7793AUMV | Sub,Silver,DJ,12x120mm Length,Refill | 0 | 0 | 0.072 | 0.063
AREFA2-090 | Sub,Mono,AgCI,Reference,090mm Length | 0 | 0 | 0.905 | 0.002
2759ANN-VD | Sub,pH,VD,ORP,DJ,Plat. Band | 20 | 0 | 26.77 | 10.85 | Lab-Ovh
C13-004-WL | Sub,Cable,WL,C13,4 Feet,See Note | 20 | 0 | 4.653 | 3.835
C32-040-BB | Sub,Cable,BB,C32,40 Feet,Male BNC:77020104,Cable:99030045 | 0 | 0 | 11.722 | 11.722 | Lab-Ovh
SI1L1V2A-090-BF | Sub,Stem,pH,BF,090mm Length | 50 | 0 | 0.013 | 0.007
ATT7KM-140 | Sub,Test Tube W/ Plat. Disk | 3 | 0 | 9.721 | 9.721 | Lab-Ovh
7791ADN1 | Sub,PlatBand,DJ,12x090mm Length | 13 | 0 | 15.666 | 11.596
SM9211412 | PNS,Sol,Starting Material,Conductivity,1412uS | 0 | 33.71 | 0 | 0
AWE-052 | Elec,Fluoride,DJ,12x110mm,Refillable,Glass,#F001502-003T | 0 | 0 | 29.423 | 1.946
AWE-053 | Elec,Ammonium,Mono,12X110mm,PVC,PolymerMembran,#NH41501-010B | 0 | 0 | 11.794 | 4.941
ISTEK-303 | Elec,Platinum,SJ,12x115mm,Sealed,#5739602-015B | 6 | 91.24 | 36.945 | 18.117 | Lab-Ovh
SZ3383 | Elec,Conductivity,Graphite,K=1.00,12x110mm,Epoxy body | 11 | 29.23 | 19.835 | 17.996 | PROX Lab
310140NB | Sub,Ag Wire,.01" Diameter,140mm Length,Anodized & AgCl Dip | 0 | 0 | 0.203 | 0
310100NA | Sub,Ag Wire,.01" Diameter,100mm Length,Anodized | 0 | 0 | 0.203 | 0
14050200 | PNS,Silicone, Liquid Xiameter Food Grade PMX200,aka Dow 200 | 0 | 0 | 242.14 | 346.9
ELH-095 | Elec,Cond,K=1.0,#5731301F-3A1-3IW6,12x110,Graphite flat | 0 | 0 | 9.339 | 3.516
4001786501 | Elec,pH,DJ,XVF#P822VV1225HS23,3/4"NPT,CerTuff,23mmIns,PT100 | 0 | 0 | 24.598 | 10.41
V-0P0B-10H | Elec,pH,X-VD,DJ,12x110mm,PT100,RFL,PTSolGrnd,SPR,Wick | 0 | 310.61 | 44.926 | 23.019
V-BV102-16BH | Elec,pH,DJ,XVF,3/4"MPT CPVC,Ceramic Tuff tip,3 Wire PT100 | 1 | 254.9 | 40.473 | 39.155 | PROX Lab
C18-030-HA | Sub,Cable,HA,C18,30 Feet,Connector:77280014,Cable:99030131 | 0 | 0 | 12.564 | 12.564 | Lab-Ovh
V-B910B-30B2 | Elec,Plat,DJ,3/4"MPT CPVC,Ceramic Tuff tip,PT100 | 0 | 0 | 43.992 | 0
VLTTA-Z1166110 | Assembly,LiveTap,316SS/Viton,16"TubeLength,BV,w/HandTightFit | 0 | 1345.44 | 770.136 | 706.597 | Lab-Ovh
R001061 | Solu,Reference fill,4M KCl with glycerol, 125 mL | 5 | 0 | 0.916 | 3.049
SMR001061 | Starting Material,Reference fill,4M KCl with glycerol, 1L | 0 | 7.45 | 0 | 19.795
320170NB | Sub,0.20" Anodized Wire,170mm Length,AgCl Dip | 0 | 0 | 0.367 | 0
TOPAC-030 | Elec,pH,DJ,XVF,3/4"NPT CPVC,Cer Tuff Tip,PT1K,#V-BV10E-10BU | 0 | 0 | 5.045 | 0
CHEMA-046 | Elec,Plat,DJ,3/4"MPT CPVC,Ceramic Tuff tip,#V-B9100-40B | 1 | 118.84 | 46.653 | 15.4 | PROX Lab
SI1L1V1A-120-2F | Sub,Stem,pH,2F,120mm Length | 0 | 0 | 0.017 | 0
SI1L1V1A-100-VF | Sub,Stem,pH,VF,100mm Length | 12 | 0 | 0.941 | 0.941 | Lab-Ovh
C13-030-WL | Sub,Cable,WL,C13,30 Feet,See Note | 0 | 0 | 22.691 | 0
USA-001 | Elec,pH,GXV,DJ,3/4"MPT CPVC,Ceramic,Tuff Tip,#V-BV100-20BB | 0 | 0 | 15.251 | 0
5374-48 | Acce,Cable,48" Tyco BNC to Gold Pin Male | 0 | 22.87 | 4.552 | 3.561
JENCO-094 | Elec,pH,DJ,XVD,3/4"NPT Ryton,CeramicNotched,#P721VV10350HS | 0 | 0 | 243.549 | 0
SP24B | Elec,pH,X1,DJ,110mm,Spear Tip,Ultem Body,#5673511CS-003B | 0 | 0 | 27.34 | 4.054
SO61Y | Elec,Plat,SJ,12x110mm,Sealed,Glass,#5779685-S8 | 0 | 0 | 22.604 | 6.335
AREFA7-210 | Sub,Mono,Reference, 270mm Length | 16 | 0 | 0.973 | 0.895
ATT6-220 | Sub,TestTube | 0 | 0 | 0.017 | 0.01
SI1O1V1A-082-VF | Sub,Stem,pH,VF,082mm Length | 14 | 0 | 0.81 | 0.81 | Lab-Ovh
V-B9100-20B | Elec,Plat,DJ,3/4"MPT CPVC,Cer,Tuff Tip | 8 | 237.41 | 11.592 | 7.755
SI1L1V2A-120VF | Sub,Stem,pH,DJ,VF,120mm Length | 0 | 0 | 1.783 | 0.008 | Lab-Ovh
AREF55N-030 | Sub,Mono,Reference | 0 | 0 | 0.151 | 0
EBK1NR-135 | Sub,Epoxy,Black,12mmODx.400"IDx135mm Length,Refill | 0 | 0 | 1.776 | 0
C2-032-HA | Sub,Cable,HA,C2,32 Feet,Connector:77280014,Cable:99030517 | 0 | 0 | 20.058 | 0
C2-015-VX | Sub,Cable,VX,C2,15 Feet,See Note | 0 | 0 | 10.739 | 9.988 | Lab-Ovh
C2-050-BT | Sub,Cable,BT,C2,50 Feet,Fmale BNC:77020203,Cable:99030517 | 0 | 0 | 32.431 | 0
310150NB | Sub,Ag Wire,.01" Diameter,150mm Length,Anodized & AgCl Dip | 0 | 0 | 0.203 | 0
SI1L1V2A-090-VF | Sub,Stem,pH,DJ,VSF,090mm Length | 11 | 0 | 0.013 | 0.007
C2-033-HT | Sub,Cable,HT,C2,33 Feet | 0 | 0 | 0 | 0
310290ND | Sub,Ag Wire,.01" Diameter,290mm Length,AgCl Dip | 0 | 0 | 0.332 | 0.148
77280001 | Sub,Connector,Spade Lug (red), use 77282226 | 0 | 0 | 0 | 0
1P2PLUS15MV | Solu,Inner Fill, 15mV | 0 | 0 | 0 | 0
C18-010-BB | Sub,Cable,BB,C18,10 Feet,Male BNC:77020104,Cable:99030131 | 0 | 0 | 4.674 | 0
7592A5A-VD | Sub,pH,SJ,VD,12x090mm Length,1Wick | 0 | 0 | 0 | 0
00190716 | Raw,Barstock, SS 316L, 7/16"dia | 10 | 0 | 1.21 | 1.21
00191114 | Raw,Barstock SS316L 1-1/4"dia | 16 | 27.3 | 31 | 31
875EC-A2F-AC | ELECTRODELESS CT ANALYZER,120VAC,PIPE,FM,STORM DOOR,HARTELET | 0 | 504.81 | 167.044 | 162.685 | Lab-Ovh
PRO-018 | Elec,pH,GX1,SJ,6GX130mm,Epoxy Body,Sealed,#5533501-230-3B | 0 | 0 | 2.981 | 1.224
AREF55N-080 | Sub,Mono,Refernce,080mm length | 132 | 0 | 0.007 | 0.007
2715AAV-120-VD | Sub,Combo,pH,DJ,VD,12x75mmLength,14/15GJ,Refill | 0 | 0 | 16.725 | 12.534
C2-010-WI | Sub,Cable,WI,C2,10 feet,See Note | 1 | 0 | 10.36 | 10.36 | Lab-Ovh
TP511VW12S10EB | Elec,pH,XVF,DJ,T/L,PT100,Tuff Tip,Ceramic | 0 | 331.96 | 56.267 | 54.153 | Lab-Ovh
TP5119W12S10EB | Elec,Plat,DJ,T/L,PT100,Tuff Tip,Ceramic | 0 | 390.46 | 64.635 | 64.346 | Lab-Ovh
TP5719W12ST30EB | Elec,Plat,DJ,SPR,TB557,PT100,Teflon TuffTip | 8 | 503.48 | 37.48 | 18.508
TP571VW12ST30EB | Elec,pH,XF,DJ,SPR,TB557,PT100,Teflon TuffTip | 10 | 437.05 | 48.238 | 23.145
C29-010-VX | Sub,Cable,VX,C29,10 Feet,See Note | 0 | 0 | 9.349 | 8.188 | Lab-Ovh
C32-015-BC | Sub,Cable,BC,C32,15 Feet,See Note | 0 | 0 | 4.577 | 4.063
AREFC3-100 | Sub,Mono,Reference,Calomel, 100mm Leght | 0 | 0 | 1.117 | 0
AREFC7-090 | Sub,Mono,Reference. 090mm Length | 0 | 0 | 0.007 | 0
C1-005-BB | Sub,Cable,BB,C1,5 Feet,Male BNC:77020104,Cable:99030028 | 0 | 0 | 3.509 | 0
C6-066-UF | Sub,Cable,UF,C6,66 Feet,See Note | 0 | 0 | 65.769 | 59.358
875EC-A1C-A | ELECTRODELESS CT ANALYZER,120VAC,PANEL,CSA,STORM DOOR | 0 | 478.97 | 135.736 | 135.592 | Lab-Ovh
2759AA-2D | Sub,pH,SJ,2D | 2 | 0 | 0.02 | 4.584
C2-010-BB | Sub,Cable,BB,C2,10 Feet,Male BNC:77020104,Cable:99030517 | 0 | 0 | 7.405 | 0
310115NN | Sub,Ag Wire,.01" Diameter,115mm Length,No Dip | 0 | 0 | 0.203 | 0
SI1L1V2A-125-VF | Sub,Stem,pH,VF,125mm Length | 39 | 0 | 1.783 | 1.708 | Lab-Ovh
2759A5NNN-VD | Sub,pH/ORP,DJ,VD,1 Wick,NEW BAND 11252508 | 0 | 0 | 15.778 | 15.778 | Lab-Ovh
V-600B-10BH | Elec,pH,XVD,DJ,pt 100 ohm,1" NPT Housing W/Guard,Annular,SPR | 0 | 0 | 7.12 | 0.657
VINMETRICA-001 | Elec,Oxygen,Galvanic,#D-G5840JS-3B,2 Spare Membrane,68K TC | 0 | 124.12 | 41.313 | 31.289
77020110 | Raw,Connector, 4 Pin Male Jenco | 11 | 0 | 9.02 | 9.02
77020109 | Raw,Connector,4 Pin Female Jenco,SR30-10R-4S(71) | 5 | 0 | 11.13 | 11.13
C34-015-CD | Sub,Cable,CD,C34,15 Feet,See Note | 0 | 0 | 14.706 | 0
C32-010-BF | Sub,Cable,BF,C32,10 Feet, Black Boot | 117 | 0 | 3.65 | 2.7
C15-010-HB | Sub,Cable,HB,C15,10 Feet,Spade lug:77282226,Cable:99030015 | 0 | 0 | 2.192 | 0 | Lab-Ovh
7793A5NAV-BD | Sub,pH,DJ,BD,12x120mm Length,Refill,1Wick | 1 | 0 | 5.417 | 5.139 | Lab-Ovh
955NDB-235-VD | Sub,pH,SJ,VD,12x235mm Length, Thick Wall | 0 | 0 | 0.24 | 0.574
ATT5-200 | Sub,TestTube | 0 | 0 | 0.008 | 0
C2-030-HA | Sub,Cable,HA,C2,30 Feet,Connector:77280014,Cable:99030517 | 0 | 0 | 24.778 | 24.778 | Lab-Ovh
4751AT-043-VD | Sub,pH,DJ,VD,12mm x 043mm, Elmacron | 88 | 0 | 0.028 | 0.019
2759AA-260-2 | Sub,pH,DJ,2 | 10 | 0 | 0.062 | 0.059
310250ND | Sub,Ag Wire,.01" Diameter 250mm Length,AgCl Dip | 0 | 0 | 0.285 | 0.129
C2-024-HA | Sub,Cable,HA,C2,24 Feet,Connector:77280014,Cable:99030517 | 0 | 0 | 15.691 | 15.691 | Lab-Ovh
00200125 | Raw,Barstock,Porous PTFE.125"diax 11.5'"20%Glass Fill | 280 | 0 | 20.76 | 20.76
05293582 | Raw,Chem,Potassium Iodide,Anhydrous,Free Flow | 250 | 0 | 0.238 | 0.238
ISTEK-305 | Elec,pH,X-VD,DJ,12x115mm,Frit,Fixed Grd,RFV,#V-7000-10SL | 0 | 0 | 11.201 | 5.337
C2-033-HA | Sub,Cable,HA,C2,33 Feet,Connector:77280014,Cable:99030517 | 2 | 0 | 25.17 | 25.17 | Lab-Ovh
C32-032-SD | Sub,Cable,SD,C32,32 Feet,Red S7:77180106,Cable:99030045 | 0 | 0 | 10.874 | 10.874 | Lab-Ovh
V-A6500-30B | Elec,pH,DJ,XVD Thick,3/4"NPT Ryton,Ceramic notched | 3 | 0 | 20.305 | 10.446
C32-007-SD | Sub,Calbe,SD,C32,7 Feet,Red S7:77180106,Cable:99030045 | 0 | 0 | 4.221 | 3.721 | Lab-Ovh
C32-007-SA | Sub,Calbe,SA,C32,7 Feet | 0 | 0 | 4.392 | 6.01
C1-010-BZ | Sub,Cable,BZ,C1,10 Feet,Male BNC:77020104,Cable:99030028 | 0 | 0 | 8.479 | 8.479 | Lab-Ovh
V-BV100-S7 | Elec,pH,DJ,XVF,3/4"MPT CPVC,Ceramic Tuff Tip | 1 | 182.05 | 13.665 | 13.631
00420250 | Raw,Barstock,Zinc .250"Diameter,99.99%Pure | 180 | 0 | 20.19 | 20.19
320140NA | Sub,0.020" Wirex140mmLength Anodized | 0 | 0 | 0.385 | 0
025IP2512011DL | Elec,Oxygen,Polarographic,12mm x 120mm SS,PG13.5 Fitting | 0 | 0 | 9.269 | 2.26
V-0000-DL-30 | Elec,pH,X-VD,DJ,SPR,No TC,12mmx30mm, Glass Body,Sealed Ref | 0 | 0 | 9.317 | 2.428
SI1L1V2M-065 | Sub,Stem,pH,GoldDisk 11240250,065mm Length | 1 | 0 | 79.641 | 37.47
C13-050-HA | Sub,Cable,HA,C13,50 Feet,Connector:77280014,Cable:99030241 | 0 | 0 | 41.436 | 41.436 | Lab-Ovh
22072012 | Raw,O-Ring,EPDM 2-012, Black, 70 Duro | 0 | 0 | 0.1 | 0.1
V-B6200-30B | Elec,pH,DJ,XVFT Thick,3/4"NPT CPVC,Teflon tuff tip | 2 | 200.46 | 17.124 | 13.384
C2-004-WI | Sub,Cable,WI,C2,4 Feet,See Note | 0 | 0 | 6.719 | 6.147
C2-013-UF | Sub,Cable,UF,C2,13 Feet,See Note | 1 | 0 | 9.366 | 8.071 | Lab-Ovh
BS805YW-40 | Assy-Cable Assmbly, 40ft. | 0 | 0 | 145.936 | 140.515
C20-024-TC | Sub,Cable,TC,C20,025 Feet,Strip and Tin,Cable:99039536 | 0 | 0 | 13.875 | 0
ISE35LB | Elec,Sodium,DJ,12X110mm,Glass,PPB Range,Refill,#NAB1502-4B | 0 | 0 | 6.15 | 2.351
C18-020-TC | Sub,Cable,TC,C18,20 Feet,Strip and Tin,Cable:99030131 | 0 | 0 | 13.906 | 8.635 | Lab-Ovh
V-400E-30H | Elec,pH,X-VD,DJ,PT1000,3/4"MPT Kynar w/Grd,SPR | 0 | 517.69 | 63.136 | 58.827 | PROX Lab
C13-010-UN | Sub,Cable,UN,C13,10 Feet,See Note | 0 | 0 | 12.404 | 12.404 | Lab-Ovh
AREF25N-195 | Sub,Mono,Reference | 15 | 0 | 0.153 | 0.153
V-A1500-10BH | Elec,pH,XVD,DJ,3/4"NPT,Ryton,Ceramic Notched,Solution Ground | 3 | 424.55 | 66.085 | 58.523 | PROX Lab
AREF8-090 | Sub,Mono,Reference | 0 | 0 | 0.058 | 0
99035856 | Raw,Wire,Hook-up,22ga,Blue Color,Teflon Coated | 4271.38 | 0 | 0.25 | 0.2201
7317AA-095 | Sub,pH,Mono,12x095mmLength | 13 | 0 | 0.058 | 7.804
MK7Z-11623110 | Holder,MKVII-Z 316SS InsAssy,ModTip,NoBV/Nple,16"ins,Simriz | 0 | 1820.96 | 482.329 | 0
6507AA-055-S | Sub,pH,SJ,Spear Tip,055mm | 7 | 0 | 0.053 | 0.053
V-20KB-10BT | Elec,pH,MK7,X-VD,DJ,SPR,PT100,Ryton/Simriz,O-Ring | 1 | 482.39 | 72.363 | 52.674 | Lab-Ovh
1923537-030BB | Elec,pH,X-2,SJ,3/4"NPT In-Line,CPVC Housing,w/ Blue Boot | 0 | 0 | 14.412 | 0.005
310300ND | Sub,Ag Wire,.01" Diameter,300mm Length,AgCl Dip | 0 | 0 | 0.343 | 0.154
AREFC2-063 | Sub,Mono,Reference,.095"x063mm Length | 8 | 0 | 0 | 0
33030014 | Raw,Tubing,Heat Shrink 1/4"Black,Conductive | 8.647 | 0 | 7.5267 | 7.5267
C2-010-WH | Sub,Cable,WH,C2,10 feet,See Note | 0 | 0 | 10.36 | 10.36
SI1G1V1C-058-1 | Sub,Stem,pH,1,058mm Length | 38 | 0 | 0.006 | 0.003
AREF2-100 | Sub,Mono,Reference | 0 | 0 | 0.002 | 0
SI1L1V1A-075-VF | Sub,Stem,pH,VF,075mm Length | 255 | 0 | 0.009 | 0.008
ATT7KM-075 | Sub,Test Tube W/lat. Disk | 9 | 0 | 9.397 | 9.397 | Lab-Ovh
CYCLOPS-196 | Holder,MKVII-Z 316SS Ins Assy,Mod Tip,7" ins,#MK7Z-10731110 | 0 | 0 | 0 | 0
CYCLOPS-197 | Elec,Plat,DJ,MKVII,TC100 ohm,SPR,#19B6199-2BT | 0 | 0 | 22.457 | 4.77
C621H-1-1-1 | Elec,Cond,K=0.01,SS,NEMA,PT100,1/2"MNPT,Peek Insert | 0 | 0 | 0 | 0
4501AAV-130-VD | Sub,Stem,pH,SJ,VD,Reduced Tip,FisherStyle,OD4mm x 130mmLengt | 0 | 0 | 0.051 | 0.049
310230NB | Sub,Ag Wire,.01" Diameter 310mm Length,Anodized & AgCl Dip | 0 | 0 | 0.263 | 0
AREFC2-050 | Sub,Mono,Reference,.095"x050mm Length | 6 | 0 | 0.001 | 0.001
ELM-148 | Elec,Gold,DJ,12mmX115mm,Epoxy,Sealed Reference,#2738826-003B | 0 | 0 | 0 | 0
CONDD6A2EMA-120 | Sub,Conductivity,K=10.0,GlassBody,12x120mm Length | 0 | 0 | 23.364 | 15.196
AREF55N-089 | Sub,Mono,Refernce,089mm length | 0 | 0 | 0.008 | 0.006
2759ADN | Sub,pH,DJ,PlatBand,10x070mm Length | 18 | 0 | 19.852 | 10.08 | Lab-Ovh
7791AT-096-2D | Sub,pH,DJ,2D,12x096mm Length | 0 | 0 | 0.052 | 0.023
SI1L1V2C-120-2 | Sub,Stem,pH,2,120mm length | 2 | 0 | 0.014 | 0.013
C13-015-HA | Sub,Cable,HA,C13,15 Feet,Connector:77280014,Cable:99030241 | 0 | 0 | 14.665 | 0 | Lab-Ovh
C27-050-TC | Sub,Cable,TC,C27,050 Feet,Strip and Tin,Cable:99030043 | 0 | 0 | 19.851 | 19.857 | Lab-Ovh
CYCLOPS-198 | Elec,Plat,DJ,3/4"MPT CPVC,Cer,Tuff Tip,#V-B9100-20H | 0 | 0 | 8.778 | 6.068
AREF55N-025 | Sub,Mono,Reference | 0 | 0 | 0.044 | 0
C2-030-WH | Sub,Cable,WH,C2,30 Feet,See Note | 0 | 0 | 19.684 | 0
SK10T3S | Elec,Cond,K=1.0,#5731301S-32-010BU,Graphite,Epoxy,PT1K | 0 | 0 | 10.355 | 6.75
C2-X18-WI | Sub,Cable,UK,C2,18 Inches, See Note | 0 | 0 | 2.789 | 0
AREF85N-080 | Sub,Mono,Reference, 080mm Length | 102 | 0 | 1.325 | 1.325 | Lab-Ovh
C24-X12-TC | Sub,Cable,DA,C24,12 Inches,Strip and Tin,Cable:99220082 | 0 | 0 | 0.825 | 0.828 | Lab-Ovh
C621H-2-1-2-3T | Elec,Cond,K=1.0,SS,NEMA,PT100,3/4"MNPT,Peek Insert | 0 | 384.13 | 218.727 | 195.469
ISE1504-090 | Sub,ISE,090mm Length | 68 | 0 | 0.063 | 0
99032207-R | Raw,Wire,Hook-up,22ga,Red PVC Jacket | 1000 | 0 | 0.18 | 0.18
C32-033-BB | Sub,Cable,BB,C32,33 Feet,Male BNC:77020104,Cable:99030045 | 0 | 0 | 10.013 | 9.935 | Lab-Ovh
05290013 | Raw,Chem, 1,2-Propanediol 98+% | 0 | 0 | 65.4 | 65.4
4751AT-043-2D | Sub,pH,DJ,2D,12mm x 043mm, Elmacron | 20 | 0 | 6.884 | 6.562 | Lab-Ovh
7594ANN-223-VD | Sub,pH/ORP,SJ,VD,12x223mm Length | 1 | 0 | 15.263 | 10.29 | Lab-Ovh
AREF55N-190 | Sub,Mono,Reference,190mm Length | 0 | 0 | 0.004 | 0
C2-010-UH | Sub,Cable,UH,C2,10 Feet,See Note | 0 | 0 | 8.835 | 6.411 | Lab-Ovh
COLE-269 | Elec,pH,BF,DJ,#1922757-025BGV12,3/4"CPVC,100ohm,3.5mm | 1 | 112.67 | 44.94 | 43.782 | Lab-Ovh
C32-030-BC | Sub,Cable,BC,C32,30 Feet,See Note | 0 | 0 | 7.423 | 7.337
9181660 | Elec,pH,XVD,DJ,3/4"NPT Ryton/Graphite,PT1K,Guard,77",S&T | 26 | 79.76 | 36.609 | 36.609 | Lab-Ovh
2010430-2 | Acce,Adapter,Wiring FBNC to SL low noise coax, 2' length | 0 | 45.82 | 2.2 | 2.209
CONSORT-044 | Elec,pH,XV Semi Dome,SJ,#573V528A4S-30BU,12x115mm,PT1K | 0 | 0 | 23.173 | 14.119
00600315 | Raw,Tubing,Peek Natural.520"OD x .315"ID | 65 | 0 | 33.77 | 0
V-A150B-26BT | Elec,pH,XVD,DJ,Notched,Ceramic,PT100,3/4" Ryton,ShortHex | 0 | 503.57 | 59.952 | 59.952 | Lab-Ovh
V-410B-10BH | Elec,pH,X-VD,DJ,TC 100 ohm,3/4"MPTKynarW/Grd,SolGrnd,SPR | 0 | 0 | 38.896 | 16.141
15380455 | MRO,Mixer Tip, Bell Inlet, Dark Green Element, 8.7/24Z | 100 | 0 | 0.89 | 0.79
V-A110B-20BT | Elec,pH,XVF,DJ,3/4"MPTRyton,PT100,Ceramic tuff tip,Sol. | 6 | 429.81 | 61.506 | 25.841 | Lab-Ovh
7317AA-120-VD | Sub,pH,Mono,VD,12x120mm Length | 29 | 0 | 5.297 | 5.034 | Lab-Ovh
C13-033-TC | Sub,Cable,TC,C13,33 Feet,Strip and Tin, Cable:99030241 | 0 | 0 | 26.26 | 26.26 | Lab-Ovh
7740AAV | Sub,pH,DJ,12x120mm Length, 3.6mm ID, .700" distance | 37 | 0 | 0.063 | 0.039
C13-006-WI | Sub,Cable,WI,C13,6 Feet,See Note | 0 | 0 | 5.518 | 4.632
C2-050-UF | Sub,Cable,UF,C2,50 Feet,See Note | 0 | 0 | 31.655 | 26.859 | Lab-Ovh
V-C350B-16H | Elec,pH,X-VD,DJ,Guarded,3/4"NPT Ryton/Graphite,PT100,16ftCbl | 1 | 544.81 | 41.863 | 41.863 | Lab-Ovh
7906640-3D | Elec,Platinum,DJ,12x110mm,SPR | 0 | 152.67 | 27.366 | 27.366
6507A5NTV-110BD | Sub,pH,SJ,BD,8x110mm Length,Refill,1 Foresterite Wick | 8 | 0 | 0.108 | 0.108
14050034 | PNS,Silicone, Pro Seal 34,Clear,10.2 oz tube | 0 | 0 | 10.87 | 10.87
C32-015-CD | Sub,Cable,CD,C32,015 Feet , See Note | 0 | 0 | 14.342 | 11.864 | Lab-Ovh
V-410B-10H-125 | Elec,pH,XVD,DJ,PT100,3/4"MPT Kynar W/Grd,SolGrnd,SPR,125mm | 0 | 0 | 51.365 | 0
22080390 | Raw,Silicone Cord,Bleach White Color.390"dia,40 Duro | 63.629 | 0 | 0.52 | 0.52
22080399 | Raw,Silicone Cord,White Color .399"dia, 70 Duro | 0 | 0.77 | 0.93 | 0.93
11110100 | Raw,Nipple,Titanium 1"Closed,Male NPT | 3 | 0 | 240.86 | 240.86
2IE-KCL | Solu,Polymer Gel,Potassium Chloride,3M | 0 | 0 | 0 | 0
A5PVW01ST01EB1 | Elec,pH,XV,PasveValve,TuffTipPTFE,Flange,3K,100mmInsrt,SolGr | 6 | 464.53 | 60.21 | 32.449
ES1O-120 | Sub,Epoxy,SmokeyGray,12mmODx.400"IDx120mm Length, SlotGuard | 0 | 0 | 0 | 0
1P2LT1 | Solu,Citrate Buffer 50% pH 4 Buffer/50%Ethylene Glycol | 0 | 0 | 0 | 0
1CLT | CMC Gel, Potassium Chloride, Saturated Ag+Gel Ethylene Glyco | 0 | 0 | 0 | 0
2IEKCL-LT | Solu,PolymerGel,PotassiumChloride,3M With 15% Glycol | 0 | 0 | 0 | 0
2IM-IFS | PNS,Solution,PolymerGel,PotassiumChloride | 0 | 0 | 0 | 0
95DDN-235 | Sub,SJ,ThickWall,PlatBand11252507,12mmx235mmLength | 0 | 0 | 0.948 | 0.646
955NDDN-130 | Sub,SJ,1Wick33380040F,ThickWall,PLatBand 11252508 | 8 | 0 | 23.109 | 13.276 | Lab-Ovh
ATT7KM-095 | Sub,Test Tube W/ Plat. Disk | 1 | 0 | 9.715 | 5.138 | Lab-Ovh
955NDBNN-235 | Sub,pH/ORP,SJ,1Wick,12x235mm Length,Thick Wall,Bend,PlatBand | 0 | 0 | 22.247 | 10.394
310260NB | Sub,Ag Wire,.01" Diameter 260mm Length,Anodized & AgCl Dip | 0 | 0 | 0.297 | 0
7593A5NA8-130-1 | Sub,pH,SJ,1,12x130mmLength,1Wick,.165" Int. | 0 | 0 | 0.117 | 0.197
22130013-RS | Raw,Foam,Closed Cell Orange Silicone,0.600"ODx.250"thk,no h | 3308 | 0 | 0.09 | 0.047
95DB-130-VD | Sub,pH,SJ,VD,12x130mm Length,Ferm,Bend,Thick Wall | 17 | 0 | 0.05 | 0.05
ATT5-110 | Sub,TestTube | 41 | 0 | 0.003 | 0.003
AREF55N-075 | Sub,Reference,0.040"Wick,075mm Length | 0 | 0 | 0.151 | 0
EBK1A1-100 | Sub,Epoxy,Black,12mmODx.400"IDx100mm Length,P.Ceramic.235",T | 0 | 0 | 1.529 | 0
AREF8N-110 | Sub,Mono,Reference, 110mm Length | 0 | 0 | 0.014 | 0
2405ABV | Sub,MonoReference,SJ,10x085mmLength,14/15GJ,Refill | 0 | 0 | 16.705 | 0
520140ND | Sub,Plat. Wire,140mm Length,None,AgCl Dip | 0 | 0 | 0 | 0
PH7V130-3B | Elec,pH,XVD,SJ,12mmX115mm,Sealed Reference,Epoxy Body | 84 | 76.01 | 21.652 | 4.999 | PROX Lab
V-A120B-16BH | Elec,pH,XVF,DJ,3/4"MNPT Ryton,PTFE,Sol(Plat)PT100 | 0 | 300 | 53.27 | 55.294 | Lab-Ovh
I-1000-S8-325 | Elec,pH,DJ,XVD,12x325mm,Washer and Teflon,SPR | 0 | 0 | 9.368 | 8.222
C1EB2EL-10H | Elec,Cond,K=0.1,PT100,2 SS Pin,Epoxy Body | 0 | 0 | 23.328 | 5.705 | Lab-Ovh
C1EB4EL-10H | Elec,Cond,K=1.0,PT100,2 SS Pin,Epoxy Body | 34 | 90.9 | 14.512 | 4.249
V-AV400-10B | Elec,pH,XVF,DJ,3/4"MNPT Ryton,Flat Teflon | 0 | 0 | 11.06 | 2.151
CYCLOPS-199 | Elec,pH,DJ,Tuff Tip,Kynar Body/Junction,SPR,#SX655KD-OES | 2 | 93.27 | 46.725 | 46.671 | PROX Lab
DESIGN-069 | Solu,Waterhardness,ActivityStand,1000ppm,475ml,#WHAAS02 | 0 | 31.99 | 2.162 | 1.604
DESIGN-070 | Solu,Waterhardness,ISA,475ml,#WHAIS01 | 0 | 28.24 | 2.162 | 1.604
1600143 | Acce,Adapter,T/L Kynar 1" MPT for twist-lock electrodes | 23 | 99.16 | 16.978 | 20.208
2010430-6 | Acce,Adapter,Wiring FBNC to SL low noise coax, 6' length | 0 | 45.26 | 4.999 | 4.521
51340700 | Elec,Potassium,Mono,#K001501RG-S7,#DX239-K,12x110mm | 1 | 199.83 | 24.624 | 19.256 | PROX Lab
F001501-X18Z | Elec,Fluoride,Mono,12mmx110mm,Solid State,Epoxy Body | 0 | 0 | 1.188 | 0.54
63-0045 | Acce,Cable,dl to strip and tint,#9001071-010T | 0 | 11.64 | 11.345 | 3.415
M05-011-005 | Sub,Cap Plug,PVC,with 2 O-rings,for ELM-027 | 102 | 0 | 0.506 | 0.791
414010-065 | Sub,Cut, Lead Free Glass, 7.87mm (0.310") OD x 2.56" L | 0 | 0 | 0.006 | 0
414012-121 | Sub,Cut, Lead Free Glass,4.95mm(0.195")ODx4.75"L | 0 | 0 | 0.002 | 0
871PH-3F5A | Elec,pH,Ryton,Flat,w/PCB,PT100,monel,Ceramic jct,20ft Cable, | 0 | 605.22 | 357.435 | 0 | Lab-Ovh
871PH-3A1A | Elec,pH,Ryton,Bulb,w/PCB,PT1K,TI,Ceramic jct,20ft Cable,pin | 0 | 477.5 | 245.21 | 234.57 | Lab-Ovh
PH10-1N3A-2H | Elec,Dolphin,PH,DOME BULB,W.GUARD, PT100S,20FT HT CABLE,PIN | 0 | 311.96 | 189.072 | 187.063 | Lab-Ovh
PH10-1N4A-2 | Elec,Dolphin,PH,DOME BULB,W.GUARD, 3WIREPT1000,20FTCABLE,PIN | 0 | 275.15 | 145.82 | 155.723 | Lab-Ovh
PH10-3S2S-E | Elec,Dolphin,PH,FLAT BULB,W/S PCB,PT1K,S CONN,EPDM ORG | 0 | 342.22 | 189.681 | 176.928 | Lab-Ovh
PH10-3N1A | Elec,Dolphin,PH,FLAT BULB,PT100,10FT CABLE,PIN LUGS | 0 | 255.07 | 127.575 | 114.809 | Lab-Ovh
PH10-3N2Q | Elec,Dolphin,PH,FLAT BULB,PT1000,VP CONN | 0 | 343.17 | 142.418 | 142.418 | Lab-Ovh
PH10-4N1A | Elec,Dolphin,PH,ANTIMONY,PT100,10FT CABLE,PIN LUGS | 0 | 259.77 | 119.006 | 119.006 | Lab-Ovh
310122 | Raw,Cust, Solution, Sodium Chloride, 1000 uS (HACH 1440042) | 400 | 0 | 0 | 0
S-RE54-A301-NP | Sub,RE54-A301-NP,probe only,Aurora Supply | 205 | 0 | 43.9824 | 29.92
111009X1 | Raw,O-Ring,BN70 009X1mm RoHS3# | 3006 | 0 | 0.027 | 0.027
311172-25mL | Raw,Cust,Chem, DPD Free Chlorine Reagent Powder Pillow, 25ML | 1000 | 28.55 | 0.0286 | 0.02855
111011X1 | Raw,O-Ring,BN70 11X1mm RoHS3# | 668 | 0 | 0.035 | 0.035
PH12-2P11Q-ZZ | Elec,pH,12MM,HT Dome,PEEK,120MM,PT100,VP Conn,No Agency Cert | 0 | 474.3 | 421.362 | 213.635 | Lab-Ovh
ORP10-1N2Q-E | Elec,Dolphin,ORP,PT,PT1000,VP CONN,EPDM O-RING | 0 | 407.63 | 231.546 | 177.554 | Lab-Ovh
FIT12-1RB275K | SENSOR HOLDER PROTECTION,GUA,1"NPT INSERT,275ML,KYNAR | 0 | 1015.08 | 499.81 | 0 | Lab-Ovh
5827500 | Raw,Cust, Zeonor Body Tube Refillable Model (HACH#5827500 ) | 892 | 0 | 0 | 0
5827600 | Raw,Cust, Zeonor Body Tube Gel Model (HACH# 5827600) | 1171 | 0 | 0 | 0
PH10-3N1B | Elec,Dolphin,PH,FLAT BULB,PT100,10FT CABLE,VP CONN | 0 | 296.22 | 178.52 | 169.612 | Lab-Ovh
X0177DL | Raw,Ring,Retaining, SS 1 1/4 Crescent | 396 | 0 | 2.37 | 2.37
SS600JU | POWER SUPPLY | 53 | 0 | 0 | 0
BS813VL | Raw,Hinge,Bottom Plate | 722 | 0 | 0 | 0
BS813BQ | PH12 TRICLAMP 40MM UNGUARDED | 1 | 0 | 92.883 | 196.41 | Lab-Ovh
SA-ZSEN146-01 | Sub,Window Subassembly for ZSEN146X | 0 | 0 | 12.54 | 12.54 | Lab-Ovh
E41M0031 | Elec,ISE Chloride mono,solid state#CL15L-S00-X0X-X000NL | 0 | 1182.46 | 17.374 | 0
450233-0001 | Sub,Membrane Base,PVC,Remachine#CA43A-04-01-R | 0 | 0 | 0.461 | 0
414010-097 | Sub,Cut, Lead Free Glass, 7.87mm (0.310") OD x 3.8"L | 0 | 0 | 0.006 | 0
PH10-4P1A-3 | Elec,Dolphin,PH,ANTIMONY,W/PCB,PT100,30FT CABLE,PIN LUGS | 0 | 296.96 | 128.38 | 0 | Lab-Ovh
871A-2F | Elec,pH Probe,Flat Bulb,PT100,w/PCB,10ft Cable | 0 | 284.95 | 109.634 | 109.634 | Lab-Ovh
871A-1D-3 | Elec,ORP PROBE,PLATINUM,CABLE LENGTH PER S.O. | 0 | 268.65 | 115.594 | 0 | Lab-Ovh
PH10-3N2A | Elec,Dolphin,PH,FLAT BULB,PT1000,10FT CABLE,PIN LUGS | 0 | 259.64 | 128.585 | 128.585 | Lab-Ovh
PH10-3P2A-2 | Elec,Dolphin,PH,FLAT BULB,W/PCB,PT1000,20FT CABLE,PIN LUGS | 0 | 291.11 | 137.283 | 124.203 | Lab-Ovh
PH10-1N1A-3H | Elec,Dolphin,PH,DOME BULB,W/GUARD,PT100,30FT HT CABLE,PIN LU | 0 | 342.53 | 228.517 | 209.205 | Lab-Ovh
871PH-3B1A | Elec,pH,Ryton,AnTImony,w/PCB,PT100,TI,Ceramic jct,20ft Cable | 0 | 453.96 | 238.062 | 228.205 | Lab-Ovh
0022504 | Acce,Kit,Glass pH Electrode ECS | 0 | 183.91 | 45.029 | 44.178 | Lab-Ovh
PH10-1N2A-2 | Elec,Dolphin,PH,DOME BULB,W/GUARD,PT1000,20FTCABLE,PIN LUGS | 0 | 275.15 | 145.82 | 145.82 | Lab-Ovh
BS810QA | PATCH CORD, VARIOPIN 10' | 0 | 257.76 | 87.635 | 78.685 | Lab-Ovh
BS810XC | Acce,Kit,Bushing,316SS, 1" NPT | 0 | 457.37 | 191 | 166.364 | Lab-Ovh
BS810ZN | Acce,Kit,Flange 2" | 0 | 1493.24 | 487.368 | 0
16104376 | MRO,Solder, Solder Tips, 1/32'' Tip Conical (Weller) | 100 | 0 | 5.89 | 5.89
77336002 | Raw,Thermistor,10K Sm.Head Fishr,6"leads staggerd | 8457 | 2.08 | 3.61 | 3.61
13-620-167 | Elec,Cond,K=0.1,Plat,12x90mm Epoxy,10K ,6 Pin Switchcraft | 0 | 0 | 96.683 | 17.451
13-620-534 | Elec,Nitrate,DJ,#NO31508S-X40B,12x110mm,Refill,Epoxy | 16 | 193.95 | 37.795 | 37.795 | PROX Lab
35802-49 | Elec,Water Hardness,DJ,#WHA1502-003B,Refill,Glass Body | 11 | 170.65 | 45.044 | 2.79 | PROX Lab
35801-77 | Elec,pH,XBD,DJ,#573V728A21-003BG,12x115mm Epoxy body | 1 | 55.42 | 29.057 | 26.557 | PROX Lab
35804-06 | Elec,pH,SJ,Spear Tip,Sealed Reference,#5673511-003B | 0 | 39.15 | 23.536 | 23.536 | PROX Lab
35804-10 | Elec,pH,XBF,SJ,12x100mm,#5732510-B | 2 | 43.41 | 24.271 | 23.513 | PROX Lab
35805-07 | Elec,pH,XVBD,SJ,12x110mm,Refill,#577V504-003B, | 1 | 39.76 | 6.576 | 4.873
35805-15 | Elec,PT Wire,DJ,#5739802W-003B,12x115mm | 1 | 67.68 | 35.295 | 35.295 | PROX Lab
35806-22 | Elec,Plat,DJ,#1969857-010B,3/4"MNPT Ryton | 6 | 76.93 | 51.84 | 51.84 | PROX Lab
35808-72 | Elec,pH,X5,DJ,#5732728A1-003BWI6,12x115mm,30K | 215 | 69.87 | 25.322 | 25.322 | Lab-Ovh
V-700J-3BD8 | Elec,pH,X-V,DJ,12x115mm,30K TC,Epoxy Guard,RFV | 0 | 160.42 | 9.693 | 2.881
27506-18 | Elec,Copper,DJ,#CU01522-003B,12x110mm,Solid State | 3 | 151.33 | 24.822 | 22.787 | PROX Lab
59002-76 | Elec,pH,X-5,DJ,#5733728A21-002BG,Phillip TC | 7 | 55.3 | 25.419 | 25.419 | PROX Lab
CN01508-003B | Elec,Cyanide,DJ,12x110mm,Refillable,Grey Epoxy | 7 | 300.14 | 68.706 | 2.673 | PROX Lab
ST10N | Elec,Temp Comp,#5551001-3UV10,6x110mm,PT1K,Teflon Coated | 0 | 0 | 5.963 | 2.761
SP24X | Elec,pH,DJ,Spear,#5673511CS-S7,110mm,Spear Tip,Ultem Body | 0 | 0 | 17.835 | 6.161
SP91Y | Elec,pH,X-VD,DJ,#HABP635-DSP-B110,O-Ring & TFE | 0 | 104.54 | 43.2 | 43.2
SZ90Y | Elec,Gavanic,#O25BG25-110-11,316L SS,12x110mm | 0 | 0 | 5.692 | 7.294
CAL1508-003B | Elec,Calcium,DJ,12x110mm,Refillable,Epoxy | 1 | 372.23 | 37.979 | 3.446 | PROX Lab
K001508-003B | Elec,Potassium,12x110mm,Refillable,Epoxy | 1 | 358.81 | 29.583 | 11.018
SP10T | Elec,pH,X-VD,SJ,#573V528A4-3BU,12x115mm,PT1K | 4 | 66.87 | 33.128 | 13.479 | PROX Lab
V-AV201-20BH-28 | Elec,pH,XVF,DJ,3/4"NPT,Ryton,3K,Teflon,28mm Insertion | 0 | 380.66 | 61.608 | 53.593 | PROX Lab
PH7V130-10B | Elec,pH,XVD,SJ,12mmX115mm,Sealed Reference,Epoxy Body | 110 | 45.8 | 22.941 | 8.889 | PROX Lab
310680ND | Sub,Ag Wire,.01" Diameter,680mm Length,AgCl Dip | 0 | 0 | 0.777 | 0
AREFA2-630 | Sub,Mono,AgCI,Reference,630mm Length | 0 | 0 | 2.652 | 2.404 | Lab-Ovh
15000142 | MRO,Stick, Wooden Stir Stick 7'' for Assembly | 2000 | 0 | 0.015 | 0.01781
AREFC7-065 | Sub,Mono,Reference,Calomel,0.202"ODx65mm Length | 0 | 0 | 0.839 | 0.91
V-AV10B-F4 | Elec,pH,DJ,XVF,3/4"MPT Ryton,PT100,Ceramic Tuff tip | 0 | 0 | 21.851 | 12.48
7305065 | Acce,Adapter,SN6 to F/BNC,#8001077 | 0 | 39.45 | 8.929 | 0
22080340 | Raw,Tubing,Silicone, 0.340"OD x 0.017"wall | 0 | 0 | 0.5 | 0.5
5731301-3-16B | Elec,Cond,K=1.0,12x110mm,Graphite,No TC | 0 | 0 | 5.758 | 2.459
PH7VA10-32B | Elec,pH,XVD,SJ,12x110mm,Annular Ceracmic Junction,Epoxy Body | 0 | 0 | 19.95 | 7.149
PS46130-10H | Elec,Double Plat,SJ,12mmX110mm,Glass Body | 0 | 0 | 39.495 | 14.756
16100463 | MRO,Abrasives,Sanding Belt,Silicone Carbide180 Grit,4''x64 | 55 | 13.59 | 12.7 | 12.7
V-AV100-10B | Elec,pH,XVF,DJ,3/4"MNPT Ryton,Ceramic Tuff Tip | 1 | 218.91 | 30.384 | 30.384 | PROX Lab
PH42470-3B | Elec,pH,XVD,DJ,12mm Bulb,12mmX110mm,Refillable,Glass,Wick | 0 | 199.8 | 23.855 | 2.911 | PROX Lab
PHUS274-3B | Elec,pH,DJM,110mm,Spear Tip,Ultem Body | 0 | 133.09 | 13.967 | 3.298
PH7TA70-3B | Elec,pH,XVTF,SJ,12x115mm,Sealed,Epoxy | 0 | 0 | 9.346 | 3.607
PH7V470-3B | Elec,pH,XVD,DJ,12mmX115mm,Refillable,Epoxy Body | 0 | 0 | 7.611 | 2.976
K79I80-3B | Elec,Potassium,12x110mm,Refillable,Epoxy | 0 | 0 | 16.952 | 10.108
N479I80-3B | Elec,Ammonium,12x110mm,Epoxy Body,Refillable | 0 | 0 | 18.478 | 6.88
C29-010-WS | Sub,Cable,WS,C29,10 Feet,See Note | 0 | 0 | 10.29 | 10.29 | Lab-Ovh
AREFC2-084 | Sub,Mono,Reference,.095"x084mm Length | 19 | 0 | 2.991 | 7.869 | Lab-Ovh
310120NB | Sub,Ag Wire,.01" Diameter,120mm Length,AgCl Dip | 0 | 0 | 0.203 | 0
C13-010-WM | Sub,Cable,WM,C13,10 Feet,See Note | 0 | 0 | 7.235 | 0
N3010-168B | Elec,Sodium,Mono,12X110mm,H fill,#NA71501H-004B,WaltronStamp | 0 | 0 | 4.241 | 1.29
V-BV10B-20BH | Elec,pH,XVF,DJ,3/4"NPT CPVC,PT100,Ceramic Tuff Tip | 0 | 253.1 | 39.38 | 36.901 | PROX Lab
ISTEK-306 | Elec,pH,X-2D,DJ,12x120mm,W/Washer & O-Ring,#BP635-DSP-B120 | 0 | 0 | 6.311 | 0.093
RF40570SA-S7 | Elec,Ref,DJ,Side Arm Refill,12x110,.5mL/24 hours | 9 | 144.36 | 15.806 | 15.26 | PROX Lab
ISTEK-307 | Elec,pH,DJ,XVD,12X120mm,Glass Body,PT100,#I-100B-20BRCA-120 | 3 | 103.3 | 4.212 | 2.661
33030019 | Raw,Tubing,Heat Shrink 3/16" Red Color,non-adhesive | 8850 | 0 | 0.2 | 0.2
C29-010-BU | Sub,Cable,BU,C29,10 Feer,See Note | 0 | 0 | 8 | 0
V-A1101-20H | Elec,pH,XVD,DJ,3/4"MPT Ryton,3K,PT Sol Grnd,Notched Cer Junc | 0 | 0 | 18.328 | 0
15380413 | Raw,Syringe, Plastic,10cc, (3 Parts Assembled Complete) | 2295 | 0 | 0.94792 | 0.94792
C33-017-TC | Sub,Cable,TC,C33,17 Feet,Strip and Tin,Cable:99221106 | 2 | 0 | 20.417 | 20.417 | Lab-Ovh
C29-030-UL | Sub,Cable,UL,C29,30 Feet,See Note | 0 | 0 | 18.973 | 0
C2-030-WM | Sub,Cable,WM,C2,30 Feet,See Note | 0 | 0 | 22.265 | 28.485 | Lab-Ovh
SE518/1-N3MN | Elec,pH,X5D,DJ,12X120,Glass,Sealed,2IM,10',Hanked,Ryton Cap | 2 | 0 | 7.829 | 3.161
V-4000-40B | Elec,pH,X-VD,DJ,3/4" MPT Black Kynar,Guard,Annular Jun.S | 0 | 0 | 20.448 | 7.403
N0379I60-3B | Elec,Nitrate,12x110mm,Epoxy Body,Refillable | 0 | 0 | 11.328 | 25.64
ATT10-120 | Sub,TestTube | 0 | 0 | 0.013 | 0.011
AREF2-280 | Sub,Mono,Reference | 0 | 0 | 0.007 | 0
SI1R1V2D-095 | Sub,Stem,pH,DJ,PLat,.325x095mm Length | 0 | 0 | 15.844 | 0
2010731S-40 | Acce,Adapter,Wiring FBNC/3 pin MMolex to Hanked, S=ZV Cable, | 1 | 270.92 | 30.999 | 31.053 | Lab-Ovh
2010657S-56 | Acce,Cable,FBNC/Hanked to Hanked,S=ZV cable,L/N & 3-cond, 56 | 0 | 0 | 42.41 | 0
7594AT-140-VD | Sub,pH,SJ,VD,12x140mm Length | 0 | 0 | 5.371 | 0.09 | Lab-Ovh
I-11WE-VPI-225 | Elec,pH,DJ,XVD,12X225,SolGrnd,PT1000,VP w/IngoldWiring,Glass | 0 | 573.78 | 98.589 | 36.321 | PROX Lab
C24-X06-UC | Sub,Cable,UC,C24,6 Inches,See Note | 0 | 0 | 1.764 | 1.764 | Lab-Ovh
T277V794-030T | Elec,pH,XVD,DJ,12mmx110mm,TemppH Fill,Glass Body | 0 | 0 | 14.513 | 6.778
00050437 | Raw,Tubing,Epoxy, Black, 0.437"OD x 0.255"ID | 245 | 0 | 4.34 | 4.34
15000087 | MRO,Gloves, X-Small, Latex Powder Free | 27 | 0 | 8.18 | 8.18
14B6649K-2BH | Elec,Platinum,DJ,PT100,T/L,Teflon Insert,Kalrez O-Rings,SPR | 0 | 0 | 30.316 | 8.593
EBK1-140 | Sub,Epoxy,Black,12mmODx.400"IDx140mm Length,For K=10.0 | 0 | 0 | 2.202 | 0 | Lab-Ovh
7594AT-080-VD | Sub,pH,SJ,VD,12x080mm Length | 0 | 0 | 5.272 | 5.272 | Lab-Ovh
6730-090-2 | Sub,pH,DJ,X-2,8x090mm Length. | 38 | 0 | 6.861 | 6.559 | Lab-Ovh
CHEMA-047 | Elec,Cond,K=0.3,4PinSS,3/4"MPTRyton,3WiresPT100,#C80B324-26H | 1 | 178.57 | 82.401 | 25.476
2010662-30H | Acce,Adapter,Wiring SN6 to Hank 3mm Coax, 30' Length | 0 | 69.72 | 27.37 | 0
AREF2-090 | Sub,Mono,Reference | 0 | 0 | 0.151 | 0
6330-125-VD | Sub,Internal,PH,VD,125mm,Length | 0 | 0 | 0 | 0
C32-032-BB | Sub,Cable,BB,C32,32 Feet,Male BNC:77020104,Cable:99030045 | 0 | 0 | 8.626 | 0
C2-006-WI | Sub,Cable,WI,C2,6 Feet,See Note | 0 | 0 | 7.874 | 7.178
PH4VC10-3B | Elec,pH,XVD,SJ,12x110mm,Refillable Reference,Glass | 10 | 0 | 10.264 | 2.149
C32-X06-BD | Sub,Cable,BD,C32,006 Inches,See Note | 0 | 0 | 1.181 | 0
ST10N3 | Elec,TemperatureComp,6mmX110mm,SS,PT1K,#5551001-10UV10 | 0 | 0 | 0 | 0
CHEMA-045 | Elec,pH,DJ,XVF,3/4"MNPT CPVC,CeramicTuffTip,#V-BV100-16CD | 0 | 0 | 20.186 | 11.691
35805-66 | Elec,pH,XV,DJ,12x115mm,Frit,Guard,Medium Cap,RFV,#V-7000-3B | 2 | 59 | 22.245 | 21.105 | PROX Lab
V-310B-20BH-12 | Elec,pH,MKIA,X-VD,DJ,SPR,PT100,Kynar/Viton,Rem Grd,12" | 0 | 0 | 71.804 | 18.928
SP10B3S | Elec,pH,XVD,SJ,12X115mm,Sealed,Epoxy Body,#573V526S-010B | 0 | 0 | 8.726 | 3.242
IONODE-012 | Elec,Mono Reference,Hg2SO4,Refillable,12x110mm,#RF403H0-3SL | 0 | 0 | 8.328 | 0.622
V-BV100-16B | Elec,pH,XVF,DJ,3/4"MPT CPVC,Ceramic Tuff Tip,SPR | 0 | 0 | 17.243 | 6.981
V-BV100-26B | Elec,pH,X-V,DJ,3/4"MPT CPVC,Ceramic Tuff Tip,SPR | 0 | 0 | 19.933 | 4.67
9072-S8 | Elec,pH,X-VD,DJ,SPR,No TC,12x110mm,#V-0000-S8 | 0 | 0 | 5.381 | 0.026
C20-010-IF | Sub,Cable,IF,C20,10 Feet,6pin Female:77020010,Cable:99039536 | 0 | 0 | 8.88 | 4.835
955ND-130-5D | Sub,pH,SJ,5D,12x130mm Length,Ceramic Wick .04,Thick Wall | 0 | 0 | 0.2 | 0.606
SI1J1V1B-135-VD | Sub,Stem,pH,VD,135mm Length | 6 | 0 | 0.011 | 0.011 | Lab-Ovh
C32-X06-BC | Sub,Cable,BC,C32,006 Inches,See Note | 0 | 0 | 1.06 | 0
V-BV102-45BH | Elec,pH,DJ,XVF,3/4"MPT CPVC,Ceramic Tuff tip,3 Wire PT100 | 0 | 304.78 | 52.15 | 35.782
320120NB | Sub,0.20" Anodized Wire,120mm Length,AgCL Dip | 0 | 0 | 0.385 | 0
C0NSEN92W | Elec,Cond,K=10.0,#5731302-6A1-3I6,Plat,30K Ther,6 Pin | 3 | 0 | 53.868 | 43.084 | Lab-Ovh
00112500B | Raw,Barstock,Kynar Black 2-1/2"dia | 0 | 0 | 112.83 | 112.83
27301-08 | Elec,pH,X-BD,SJ,#192V537-10TV18,10K,3/4"MNPT,CPVC | 5 | 101.57 | 42.96 | 42.96 | PROX Lab
33390001 | RawCap,3/8"NPT HeycoLiquid TightFitting,forPulafeeder,SmHole | 213 | 0 | 0.84 | 0.84
C2-020-BH | Sub,Cable,BH,C2,20 Feet,See Note | 0 | 0 | 13.375 | 11.341
ELH-096 | Elec,Silver,Mono,12x110mm,Epoxy Body,#5730186-001B | 0 | 126.56 | 31.447 | 18.104
7317AA-130-VD | Sub,pH,Mono,VD,12x130mm Length | 0 | 0 | 0.075 | 0.031
ATT6-190 | Sub,TestTube | 0 | 0 | 0.016 | 0
V-510B-10H | Elec,pH,X-VD,DJ,1"MNPT Kynar,Annular Junct,100 ohm,PT SolG | 0 | 0 | 32.062 | 6.185
22170380 | Raw,O-Ring,Viton 75, 0.380"OD x 0.025"c/s, Brown Color | 1863 | 0 | 0.46 | 0.46
C1-X10-VB | Sub,Cable,VB,C1,10 inches | 16 | 0 | 29.395 | 29.395 | Lab-Ovh
NAB1505-S8 | Elec,Sodium,DJ,12mmX110mm,Epoxy body,PPB Range,Sealed | 0 | 658.45 | 11.978 | 6.645
C13-012-HA | Sub,Cable,HA,C13,12 Feet,Connector:77280014,Cable:99030241 | 0 | 0 | 9.82 | 9.87 | Lab-Ovh
AREF85N-106 | Sub,Mono,Reference, 106mm Length | 106 | 0 | 0.161 | 0.121
C27-010-HA | Sub,Cable,HA,C27,10 Feet,Connector:77280014,Cable:99030043 | 0 | 0 | 3.767 | 0
C32-040-BC | Sub,Cable,BB,C32,40 Feet,See Note | 0 | 0 | 10.682 | 0
C2-016-BH | Sub,Cable,BH,C2,16 Feet,See Note | 0 | 0 | 10.889 | 0
1507000 | Meter,Flow Meter,Purge Meter,316SS Body,250F,200PSI,10-GPH | 0 | 0 | 274.8 | 274.8
D-P715PIK220DL | Elec,Oxygen,Polarographic,12MM SS,PG13.5 Fitting | 0 | 0 | 0 | 0
19-004-0006 | Elec,pH,XVD,DJ,12X110mm,Sealed,Epoxy,CerWick,#V-7000-10B-110 | 6 | 26.48 | 14.766 | 13.253 | Lab-Ovh
19-004-0007 | Elec,pH,XVD,DJ,12mmX110mm,Sealed,Epoxy,Cer Wick,#PH7V230-20B | 0 | 0 | 14.487 | 5.196
19-005-0006 | Elec,Plat disc,DJ,12x110mm,Sealed,red PC body,APAC made | 6 | 25.5 | 13.9429 | 22.61
19-005-0007 | Elec,Plat Band,12x110mm,Sealed,Ceramic Wick,#RP75230-20B | 0 | 0 | 28.915 | 11.102
2010662-40B | Acce,Adapter,Wiring SN6 to MBNC 3mm Coax, 40' Length | 0 | 163.5 | 35.499 | 35.499
27301-09 | Elec,pH,X-BD,DJ,10K,3/4"MNPT,CPVC,#192V737-10TV18 | 0 | 125.7 | 44.024 | 37.681 | PROX Lab
5731301-3-006T | Elec,Cond,K=1.0,12x110mm,Graphite,No TC | 1 | 0 | 7.509 | 3.703
CAL1505-006T | Elec,Calcium,DJ,12mmX110mm,Sealed,Epoxy Body | 0 | 0 | 14.985 | 3.638
PRO-020 | Elec,Oxy,Polargraphic,12MM SS,PG13.5 Fitting,#D-P715PIK220DL | 0 | 0 | 0 | 0
573V511R-003B | Elec,pH,X-VF,SJ,12x110mm,Refillable,Epoxy | 0 | 0 | 6.359 | 2.063
C32-012-HA | Sub,Cable,HA,C32,12 Feet,Connector:77280014,Cable:99030045 | 0 | 0 | 3.265 | 0
7793AT1-223-VD | Sub,pH,DJ,VD,Dome,12x223mm Length,.202 Int | 18 | 0 | 5.872 | 0.308 | Lab-Ovh
1033011 | Acce,Adapter,Wiring SN6 to MBNC, 3mm Coax,#2010662-10B | 0 | 35.66 | 12.375 | 11.033
A-300B-16H | Elec,pH,TB557,XVD,SPR,PT100,Kynar/Viton | 0 | 0 | 32.745 | 0 | Lab-Ovh
C13-016-HA | Sub,Cable,HA,C13,16 Feet,Connector:77280014,Cable:99030241 | 2 | 0 | 16.277 | 16.333
AREF25N-530 | Sub,Mono,Reference | 0 | 0 | 0.003 | 0
ATT6-100 | Sub,TestTube | 168 | 0 | 0.472 | 0.449 | Lab-Ovh
7793AQN | Sub,DoublePlat,DJ,12x120mm Length | 2 | 0 | 25.197 | 10.093 | Lab-Ovh
C2-026-BH | Sub,Cable,BH,C2,26 Feet,See Note | 0 | 0 | 17.105 | 0
ISTEK-309 | Elec,Fluoroborate,DJ,12x110mm,Refillable,Glass,#BF41502-003B | 0 | 0 | 2.537 | 19.874
A-3NT1-20H | Elec,pH,TB557,XVD,SPR,3Kohm,LTJ,TuffTip,Kynar/Viton,w/nipple | 0 | 0 | 63.443 | 8.568
V-AV201-20H | Elec,pH,XVF,DJ,3/4"NPT,Ryton,3K,Large Teflon Junction | 0 | 0 | 21.144 | 8.185
V-310B-20H-12 | Elec,pH,MKIA,X-VD,DJ,SPR,PT100,Kynar/Viton,Rem Grd,12" | 0 | 463.69 | 87.83 | 87.83 | PROX Lab
7594ADN | Sub,ORP,SJ,PlatBand,12x120mm Length | 2 | 0 | 20.906 | 11.341 | Lab-Ovh
C32-005-BH | Sub,Cable,BH,C32,5 Feet,See Note | 0 | 0 | 2.255 | 0
C32-026-BB | Sub,Cable,BB,C32,26 Feet,Male BNC:77020104,Cable:99030045 | 0 | 0 | 7.161 | 0
95A-130-2D | Sub,pH,SJ,2D,12x130mm Length,Ferm | 0 | 0 | 5.262 | 5.012 | Lab-Ovh
C13-045-UH | Sub,Cable,UH,C13,45 Feet,See Note | 0 | 0 | 33.619 | 0
WJF-161 | Solu,Reference Fill,0.1M(NH4)2SO4,125mL Bottle,#R001044 | 0 | 0 | 1.482 | 0
7906640-10B | Elec,Platinum,DJ,12x110mm,RFP | 0 | 0 | 30.223 | 7.64
AREF85N-100 | Sub,Mono,Reference, 100mm Length | 92 | 0 | 0.013 | 0.023
C29-008-HA | Sub,Cable,HA,C29,8 Feet,Connector:77280014,Cable:99030020 | 0 | 0 | 4.989 | 0
C27-020-TC | Sub,Cable,TC,C27,20 Feet,Strip and Tin,Cable:99030043 | 0 | 0 | 9.249 | 7.539 | Lab-Ovh
C2-006-TG | Sub,Cable,TG,C2,6 Feet,See Note | 0 | 0 | 7.816 | 0
SI1R1V2D-140 | Sub,Stem,pH,PLatBand#11252508,140mm Length | 0 | 0 | 15.851 | 6.552
7594ANN-110-VD | Sub,pH/ORP,SJ,VD,12x110mm Length | 6 | 0 | 15.507 | 11.47
A-3NT1-10BH | Elec,pH,TB557,XVD,SPR,3Kohm,LTJ,TuffTip,Kynar/Viton,w/nipple | 0 | 379.85 | 63.424 | 66.524
C2-007-BC | Sub,Cable,BC,C2,7 Feet, See Note | 0 | 0 | 5.331 | 0
C2-020-BB | Sub,Cable,BB,C2,20 Feet,Male BNC:77020104,Cable:99030517 | 0 | 0 | 13.31 | 11.275
6730NA-120 | Sub,NA,SJ,Sodium,8x120mm Length | 0 | 0 | 5.318 | 5.078 | Lab-Ovh
V-A9100-30H | Elec,Plat,Tuff Tip,Ceramic,3/4"MNPT Ryton,Short Hex | 1 | 365.65 | 39.946 | 41.768 | Lab-Ovh
V-700E-10BRCA | Elec,pH,X-V,DJ,12x115mm,Epoxy,PT1K,Sealed,RFV,Epoxy body | 0 | 0 | 14.851 | 6.838
C2-034-TC | Sub,Cable,TC,C2,34 Feet,Strip and Tin,Cable:99030517 | 0 | 0 | 21.461 | 21.461 | Lab-Ovh
V-516B-16H-57 | Elec,pH,DJ,TuffTip,Kynar 1"MPT w/Grd,100ohm,SolGrnd,SPR | 0 | 410.07 | 53.91 | 46.27
TP511VV01110EBT | Elec,pH,XVD,TB511,Ceramic Flush,3K | 0 | 294.68 | 1.969 | 0.103
C2-033-TC | Sub,Cable,TC,C2,33 Feet,Strip and Tin,Cable:99030517 | 0 | 0 | 23.181 | 23.181 | Lab-Ovh
ISTEK-310 | Elec,pH,SJ,12x120mm,#2737672-120-015B,Antimony,Epoxy,Sealed | 0 | 0 | 6.266 | 2.717
7591AT8-085-VD | Sub,pH,SJ,VD,12x085mm Length | 256 | 0 | 2.995 | 1.331 | Lab-Ovh
7317AT8-140-5 | Sub,pH,Mono,5,12x140mm Length | 0 | 0 | 0.073 | 0.027
COLE-271 | Elec,Cond,K=1.0,SS,W/short 1/2"NPT SS cap,#ECCS10-1-0SS | 0 | 0 | 37.324 | 20.24
EBK7G-210 | Sub,210mm Length, Machine black epoxy body with guard | 0 | 0 | 2.505 | 2.518
AREF5-101 | Sub,Mono,Reference | 0 | 0 | 0.004 | 0
SI1L1V1C-025-1 | Sub,Stem,pH,1,025mm Length | 0 | 0 | 0.003 | 0.002
PH6VA10-3B-155 | Elec,pH,GXV,SJ,6x155mm,Epoxy Body,Sealed | 5 | 0 | 13.468 | 4.185
ECI-045 | Elec,pH,XVD,DJ,SSFlowThru,W/SolGnd,#1052701-X17BHS | 10 | 140.77 | 50.302 | 49.824 | Lab-Ovh
C2-030-WI | Sub,Cable,WI,C2,30 Feet,See Note | 0 | 0 | 22.074 | 22.074
980801 | Elec,pH,XVF,DJ,3/4"NPT CPVC,PT100,CerTuffTip,#V-BV10B-20CD2 | 0 | 0 | 31.062 | 21.822
CONSORT-046 | Elec,pH,XVF,DJ,12x300mm,Epoxy,Tuff Tip,#573V734-300-S8 | 0 | 0 | 0.466 | 0.394
V-AV10B-F6 | Elec,pH,DJ,XVF,3/4"MPT Ryton,PT100,Ceramic Tuff tip | 0 | 0 | 27.149 | 0.278
AREF7-089 | Sub,Mono,Reference | 0 | 0 | 0.007 | 0
ATT6-065 | Sub,TestTube | 0 | 0 | 0.006 | 0
5991-14 | Elec,Platinum,SJ,12x115mm,Epoxy Body,#5739602-003B | 1 | 86.08 | 34.339 | 43.542 | Lab-Ovh
00190017 | Raw,Barstock,SS 316L,1/16"dia | 62 | 0 | 0.895 | 0
35805-60 | Elec,pH,FS-5,SJ,#5775501W-003B,12x110mm,Refill,Oakton Label | 5 | 68.74 | 3.449 | 1.474
AREF2-086 | Sub,Mono,Reference | 0 | 0 | 0.151 | 0
C13-020-FH | Sub,Cable,FH,C13,20 Feet,6 male pin:FH , Cable:99030241 | 0 | 0 | 36.72 | 37.151
110814 | Elec,Cond,K=1.0,Plat,1/4"CPVC Tee,#1921308A1-3-10PI8S | 0 | 0 | 1.419 | 0.564
AREF85N-089 | Sub,Mono,Reference, 089mm Length | 0 | 0 | 0.016 | 0
4750AT-BD | Sub,pH,DJ,BD,12mm,6mmTip,Annular Junction | 25 | 0 | 0.056 | 0.04
C29-X45-VX | Sub,Cable,VX,C29,45 Inches,See Note | 1 | 0 | 3.838 | 4.484 | Lab-Ovh
CYCLOPS-201 | Elec,pH,DJ,XVD,Teflon,Guard,10K,40mm Ins,#P721VV183T25S40 | 1 | 198.42 | 76.737 | 41.637 | PROX Lab
PH7T270-3B | Elec,pH,XVTF,DJ,12x115mm,Sealed,Epoxy | 0 | 0 | 44.709 | 13.177
2010510 | Acce,Adapter,Wiring,M/BNC to Hanked,Low Noise Cable,3" Lengt | 0 | 40.65 | 1.048 | 0
11240125 | Raw,Disk,Gold, 99.99% pure, 0.125"Dia x 0.010"Thick | 25 | 0 | 12.485 | 12.485
CYCLOPS-202 | Elec,pH,XV,DJ,12x115mm,30K,BNC/2.5G,Guard,RFV,#V-700J-3BG2.5 | 0 | 0 | 11.619 | 5.927
A-1101-10BH | Elec,pH,XVF,DJ,3/4"MPTRyton,3K Ohm,Ceramic tuff tip,Sol. | 0 | 0 | 49.456 | 0
A-3NTB-20H | Elec,pH,TB557,XVD,SPR,PT100,LTJ,TuffTip,Kynar/Viton,w/nipple | 0 | 404.46 | 28.992 | 17.816
C27-040-TC | Sub,Cable,TC,C27,40 Feet,Strip and Tin,Cable:99030043 | 0 | 0 | 14.625 | 14.643
2759A8A-VD | Sub,pH,DJ,VD,Open Junction, 10x070mm Length | 0 | 0 | 7.168 | 0.064 | Lab-Ovh
SI1L1V1D-100 | Sub,Stem,ORP,,100mm Length, New Plat Band | 0 | 0 | 15.46 | 0
C2-050-HA | Sub,Cable,HA,C2,50 Feet,Connector:77280014,Cable:99030517 | 0 | 0 | 35.975 | 35.975
WJF-162 | Elec,pH,XVD,DJ,3K,3/4"MPTKynarW/Grd,SolGrd,SPR,#V-4101-20BT | 0 | 0 | 43.496 | 5.73
SCP737CPEB20V12 | Elec,pH,XVD,DJ,3/4"MPTCPVC,Ceramic,#192V737EB-020BV12 | 0 | 0 | 6.104 | 0.586
A-3N0E-10H | Elec,pH,TB557,X-VD,SPR,PT1K,Kynar/Viton,W/Nipple | 1 | 437.24 | 64.486 | 60.925 | PROX Lab
COLE-273 | Elec,pH,DJ,XV,6x110mm,30K,Glass,#557V702A1-3BWI6 | 0 | 0 | 9.01 | 6.797
KVL-399 | Elec,pH/Plat(Sol),X5D,MKVII,PT100,SPR | 0 | 0 | 7.482 | 3.225
A-200E-30H | Elec,pH,TB551,XVD,DJ,SPR,PT1000,Kynar/Viton | 0 | 0 | 33.534 | 13.335
TP5719000S10EHS | Elec,Plat,DJ,TB557,Tuff Tip,Large Ceramic Junciton | 0 | 0 | 5.068 | 1.646
YVL75A0121 | Elec,Waterhardness,DJ,12X110mm,Glass,Sealed,SPR,#WHA2604-S8 | 5 | 161.57 | 42.422 | 42.422 | PROX Lab
YVL95A0011 | Single Test Result for ISE Electrode,#TEST001 | 0 | 1.7 | 0 | 0
19BP6649KT-2BH | Elec,Plat,PT Sol Grnd,MKVII,PT100,SPR,Teflon,Simriz | 0 | 0 | 92.457 | 0.2
C01-015-TC | Sub,Cable,C01,TC,15 Feet,Strip and Tin, Cable: 99030028 | 0 | 0 | 9.134 | 0
WJF-163 | Acce,Adapter,FBNC to Hanked,RG174 L/N,20' Length,#2010470-20 | 0 | 0 | 9.105 | 4.681
22072019 | Raw,Oring,EPDM 70, 2-019 Black Color | 20 | 0 | 0.142 | 0.14
RP45570-3R | Elec,Plat,DJ,12mmx110mm,Glass Body,Refillable | 0 | 0 | 66.949 | 0
PH4V570-3R | Elec,pH,X-V,DJ,12x110mm,Wick Junction,Glass body,Refill | 0 | 0 | 0.285 | 0.094
PH4VC10-3B-130 | Elec,pH,VD,SJ,12x130mm,Refillable Reference,Glass | 0 | 0 | 5.066 | 3.07
COLE-275 | Elec,pH,XV,DJ,12x115mm,PT100,RFV,Guard,Sealed,#V-700B-10BH | 0 | 0 | 7.458 | 2.258
44009004 | Tray,LG Fermentation Tray,6-1/4"W x 34-3/4"L x 3"H | 379 | 0 | 3.25 | 3.25
44009005 | Sleeve,LG Fermentation Sleeve,6-3/8"W x 34-7/8"L x 3-1/8"H | 360 | 0 | 3.25 | 3.25
44001221 | MRO,Brush,1/2''dia,Tube Nylon Bristle Brush | 0 | 0 | 1.53 | 1.53
44001215 | MRO,Brush, Bristle Brush 3/8''dia,Tube Brush | 56 | 0 | 1.089 | 1.089
44001203 | MRO,Brush, Bristle Brush 3/16''dia,Tube Brush | 12 | 0 | 1.17 | 1.17
ISTEK-311 | Acce,Membrane kit (PK/25) 1Mil syringe,R001068-125,M0300901- | 0 | 0 | 3.328 | 3.789
AREFC6-035 | Sub,Mono,Reference, 035mm Lenght | 0 | 0 | 2.034 | 0
CYCLOPS-203 | Elec,pH,XV,DJ,12x115mm,Frit,Guard,Medium Cap,RFV,#V-7000-3B | 0 | 0 | 7.246 | 2.874
GALVANIC-009 | Elec,Cyanide,Mono,12mmX110mm,Epoxy body,#CN01501-003B | 2 | 322.62 | 45.487 | 37.872
77020114 | Raw,Connector,4 Pin Circular Din Female,Panel Mount | 8 | 0 | 5.852 | 5.852
14053145-10 | PNS,Silicone, Dow Corning 3145 Clear,10.3oz Tube | 12 | 0 | 133.2 | 133.2
SI1L1V2A-095-VF | Sub,Stem,pH,DJ,VSF,095mm Length | 0 | 0 | 0.011 | 0
23820-00 | Acce,Bracket,Mounting for Rosemount - See Notes | 1 | 0 | 53 | 53
2010461S-3IU1 | Acce,Cable,F6 to Din/1 Banana,3',Coax w/3 Conductor,S=ZV Cab | 0 | 0 | 23.252 | 0
C32-033-TC | Sub,Cable,TC,C32,33 Feet,Strip and Tin,Cable:99030045 | 0 | 0 | 9.217 | 9.24 | Lab-Ovh
V-3201-20H | Elec,pH,MKIA,X-VD,DJ,SPR,3K ohm,Kynar/Viton,3/4" Top Thread | 0 | 0 | 112.467 | 9.61
SI1G4R1C-070-2 | Sub,Stem,pH,2,070mm Length | 0 | 0 | 0.007 | 0.005
C15-016-TC | Sub,Cable,TC,C15,16 Feet,Strip and Tin,Cable:99030015 | 0 | 0 | 1.664 | 0
YVL05A0281 | Elec,pH,XVD,DJ,TC 100 ohm,1" MPT,LCJ,SPR,#V-90GB | 0 | 0 | 50.076 | 0
YVL05A0151 | Elec,pH,XVD,DJ,12mmX110mm,Sealed,#V-0000-S8 | 0 | 53.42 | 20.484 | 19.112 | Lab-Ovh
FUJI-005 | Elec,Cond,K=1.0,4 pin Graphite,12x110,#5731344-37-3IS8 | 0 | 0 | 0 | 0
V-B9100-30B | Elec,Plat,DJ,3/4"MPT CPVC,Ceramic Tuff tip | 0 | 0 | 20.907 | 8.487
R-215B-20H-06 | Elec,pH,XVF,PT100,316SS/Kynar/Viton,1x6",PTSolGrnd,LTJ | 2 | 780.89 | 91.584 | 94.384 | Lab-Ovh
955ND-130-VD | Sub,pH,SJ,VD,12x235mm Length,Ceramic Wick .04,Thick Wall | 17 | 0 | 0.2 | 0.143
22321000 | Raw,Bushing,Black Sil Washer, 0.410"OD x0.100"H x0.190"hole | 8053 | 0 | 0.0879 | 0.08786
YVL75A0151 | Elec,Chloride,Mono,12mm PVC,High pressure,#291CL001-BJ | 5 | 120.31 | 17.534 | 1.231
SI1J5R1A-105-BF | Sub,Stem,pH,BF,105mm Length | 0 | 0 | 0.013 | 0
C2-010-UQ | Sub,Cable,UQ,C2,10 Feet,See Note | 0 | 0 | 7.094 | 0
SI1O1V1B-100 | Sub,Stem,pH,BD,100mm Length | 0 | 0 | 0.016 | 0.009
SI1O1V1B-100-BD | Sub,Stem,pH,BD,100mm Length | 17 | 0 | 0.736 | 0.014 | Lab-Ovh
CHROMATAN-002 | Elec,pH,XVD,DJ,Delrin Body,PEEK Collar Nut | 0 | 0 | 5.377 | 0
COLE-277 | Elec,pH,XVD,DJ,12x115mm,30K TC,Epoxy Guard,#V-700J-3IU | 0 | 0 | 7.368 | 3.439
CONSORT-047 | Elec,Plat,SJ,12x300mm,Sealed Reference,#5739602-300-S8 | 0 | 0 | 24.908 | 4.048
CONSORT-048 | Elec,Temp Comp,12x300mm,Glass Body,PT1K,#5771001-300-S8V10 | 0 | 0 | 14.594 | 0
CONSORT-049 | Elec,Cond,K=1.0,Plat,12X300mm,Glass,#5771302-3-300-S8 | 0 | 0 | 7.948 | 6.05
ISTEK-312 | Elec,pH,DJ,XVD,12x70mm,Washer and Teflon,#I-1000-S8-70 | 0 | 0 | 2.928 | 5.264
YVL75A0052 | Elec,Fluoride,DJ,12x110mm,Refill,Glass,#F001502-003B | 3 | 129.56 | 49.575 | 58.957 | PROX Lab
27003-11 | Elec,pH,XVF,Tuff Tip,3/4"MNPT CPVC,3K,#V-BV101-10BSL | 0 | 93.04 | 51.467 | 49.338 | PROX Lab
WHA1503-003B | Elec,Water Hardness,SJ,12mmx110mm,Spring Loaded,Epoxy Body | 0 | 0 | 21.077 | 0
YVL75A0091 | Elec,Fluoride,DJ,12X110mm,Sealed,Glass,SPR,#F002604-S8 | 1 | 126.83 | 47.871 | 57.708 | PROX Lab
22080125 | Raw,Silicone Cord,Closed Cell Foam, Black 0.139"Dia | 301 | 0 | 2.32 | 2.32
2IM-KCL | PNS,Solution,PolymerGel,PotassiumChloride,Inner fill Sol. | 0 | 0 | 0 | 0
3140 | PNS,Silicone, Flowable Sealant,Self Leveling,Dow734,Clear10o | 0 | 0 | 0 | 0
3145 | PNS,Silicone, Self Leveling RTV 118,10.3oz(See Part 14050734 | 0 | 0 | 0 | 0
310210NB | Sub,Ag Wire,.01" Diameter,210mm Length,Anodized & AgCl Dip | 0 | 0 | 0.24 | 0
C32-010-BL | Sub,Cable,BL,C32,10 Feet,See Note | 0 | 0 | 3.3 | 0
SCP-737-CP-070B | Elec,pH,XVD,DJ,#192V737-070B,3/4"MNPT Guard | 19 | 135.82 | 45.471 | 45.471 | Lab-Ovh
HPL-12-GX1F050B | Elec,pH,GXVF,DJ,#5732711E-050B,12x110mm,Epoxy | 0 | 0 | 20.586 | 8.971
AREF25N-310 | Sub,Mono,Reference | 0 | 0 | 0.01 | 0.009
957NA-335-VD | Sub,SJ,2Wick33380040F,Foresterite, VD | 0 | 0 | 0.283 | 0.413
AREF2-295 | Sub,Mono,Reference | 0 | 0 | 0.003 | 0
310110NB | Sub,Ag Wire,.01" Diameter,110mm Length,AgCl Dip | 0 | 0 | 0.203 | 0.057
MK7Z-40943311 | Holder,MKVII-Z,Hastelloy C,ModTip,1"3pcBV,Klrz,9"Ins,Peek | 0 | 7222.55 | 5777.377 | 3590.96
V-2TKB-2BT | Elec,pH,MK7,X-VD,DJ,SPR,PT100,Simriz Orings | 0 | 0 | 61.879 | 69.983 | Lab-Ovh
AREFCF7-116 | Sub,Mono,Reference,CalomelFisher,116mm Length | 0 | 0 | 0.009 | 0
V-BV102-32BH | Elec,pH,DJ,XVF,3/4"MPT CPVC,Ceramic Tuff tip,3 Wire PT100 | 2 | 275.77 | 50.783 | 50.783 | Lab-Ovh
99035855BK | Raw,Wire,Hook-up,22ga,Black color,Teflon coated | 34.5 | 0 | 0.123 | 0.123
99035855W | Raw,Wire,Hook-up,22ga,White color,Teflon coated | 961 | 0 | 0.44 | 0.44
C12-X42-UQ | Sub,Cable,UQ,C12,42 Inches,See Note | 0 | 0 | 4.291 | 4.21 | Lab-Ovh
AREFA2-076 | Sub,Mono,AgCI,Reference,076mm length | 18 | 0 | 2.066 | 1.956 | Lab-Ovh
C32-X04-SH | Sub,Cable,SH,C32,004 Inches,See Note | 0 | 0 | 7.329 | 0 | Lab-Ovh
C2-006-UF | Sub,Cable,UF,C2,6 Feet,See Note | 0 | 0 | 5.015 | 0
6707AAX-055-1 | Sub,pH,DJ,X1,Spear tip, 55mm Length | 3 | 0 | 0.04 | 0.04
57713026410I8J | Elec,Conductivity,K=10.0,Plat,12X110mm,Glass body,10K ther | 1 | 181.38 | 50.774 | 50.774 | Lab-Ovh
V-7000-20B | Elec,pH,X-V,DJ,12x115mm,Frit,Guard,Medium Cap,RFV | 0 | 0 | 14.318 | 5.884
C32-006-SD | Sub,Cable,SD,C32,6 Feet,Red S7:77180106,Cable:99030045 | 0 | 0 | 3.977 | 0
955ND-260-VD | Sub,pH,SJ,VD,12x260mm Length,Ceramic Wick .04,Thick Wall | 26 | 0 | 0.161 | 0.108
320120ND | Sub,0.020" Wirex120mmLength AgCl Dip | 0 | 0 | 0.385 | 0
SO50B | Elec,Plat,SJ,12x115mm,Sealed Reference,#5739602-003B | 3 | 108.58 | 35.259 | 10.897 | Lab-Ovh
15380225 | MRO,Needle,Blue Hub SS 1/2''long , 8001090 | 50 | 0 | 0.4 | 0.4
PHOV110-3B | Elec,pH,XVD,SJ,12x115mm,Black Epoxy,Sealed | 0 | 0 | 5.267 | 1.598
RPO5110-3B | Elec,Plat,SJ,12x115mm,Black Epoxy,Sealed | 0 | 0 | 26.661 | 8.809
2010732S-20 | Acce,Cable,Adapter,Wiring FBNC/2MM/H to Hanked, S=ZV Cable | 0 | 0 | 2.612 | 1.687
V-0000-10H-145 | Elec,pH,Ryton Cap,X-VD,DJ,SPR,No TC,12x145mm | 1 | 254.21 | 9.199 | 4.162
PH8S134-3B | Elec,pH,X1,SJ,8x55mm,Spear Tip,Sealed | 2 | 151.57 | 0.992 | 0.48
A-30TB-2H | Elec,pH,TB557,XVD,SPR,PT100,Kynar,TFE coated Viton | 0 | 404.51 | 22.043 | 2.069 | Lab-Ovh
WJF-166 | Elec,pH,DJ,XV,12x115mm,30K,StarMeter,Refill,#573V728RA1-3IS8 | 0 | 0 | 11.712 | 5.391
14053140-L | PNS,Silicone Dow RTV 3140 Size 493G Canister | 3 | 98.19 | 163.32 | 163.32
WJF-167 | Holder,Kynar,TP511 Style,Fpr BSP Thread,#1061060 | 0 | 151.77 | 0 | 0
ELECD-078 | Elec,pH,X2,SJ,8x55mm,Spear Tip,Sealed,#PH8S134-3B | 0 | 0 | 4.578 | 2.141
YVL75A0073 | Elec,Chloride,DJ,12mmX110mm,Glass,Sealed,SPR,#CL02604-S8 | 11 | 130.82 | 37.614 | 37.614 | PROX Lab
YVL05A0091 | Elec,pH,XVD,DJ,12x110mm,Temph pH Fill,Glass,#V-00T0-30H | 1 | 79.02 | 31.11 | 31.11 | PROX Lab
YVL75A0111 | Elec,Calcium,DJ,12X110mm,Glass,Sealed,Gell fill,#CAL2504-S8 | 4 | 161.57 | 33.953 | 32.279 | PROX Lab
C32-008-BD | Sub,Cable,BD,C32,8 Feet,See Note | 0 | 0 | 2.988 | 2.934 | Lab-Ovh
00002343 | MRO,Razor Blades, Single Edge | 3 | 0 | 6.5 | 6.5
15008210 | MRO,Mask, 3M N95 Respirator for Lab only | 0 | 0 | 16.95 | 16.95
00001210 | Raw,Light bulb,12V-10W,for elec#2CB7L170SB | 23 | 0 | 0.7433 | 0.74333
C13-020-BT | Sub,Cable,BT,C13,20 Feet,Fmale BNC:77020203,Cable:99030241 | 0 | 0 | 16.134 | 0
15000782 | MRO,Cleaner, 237ml/8oz, clear, used for ABS, CPVC, PVC | 5 | 6.42 | 10.78 | 10.78
15000821 | PNS,Cement, 1/2 pt, for Multiuse products, ABS, CPVC, PVC | 8 | 0 | 9.74 | 9.74
15001012 | PNS,Cement, Regular clear, for PVC | 8 | 0 | 7.96 | 7.96
5701AAV-110-VD | Sub,pH,DJ,VD,6mm,12mm,7/15SleeveJunction,Refill | 0 | 0 | 0.061 | 0
XP35B6 | Elec,pH/ORP,XVD,DJ,12x110mm,PlatBand,Sealed,#577V713-020B2 | 0 | 0 | 45.282 | 15.246
PHENO-008 | Acce,Adapter,Ultem,.290-18TPI Thread,Blind Plug | 0 | 0 | 0.285 | 0.237
7593A5NAV-5D | Sub,pH,SJ,5D,1Wick33380040F,12x120mm Length, VLCP 3.6mmID | 42 | 0 | 0.211 | 0.149
SI1L1V2A-050-VF | Sub,Stem,pH,VF,050mm Length | 0 | 0 | 0.008 | 0
310400ND | Sub,Ag Wire,.01" Diameter,400mm Length,AgCl Dip | 0 | 0 | 0.457 | 0
7793AA-110-VD | Sub,pH,DJ,VD,12x110mm Length | 0 | 0 | 0.068 | 0
C32-003-BL | Sub,Cable,BL,C32,3 Feet,See Note | 0 | 0 | 1.646 | 0
C16-003-BB | Sub,Cable,BB,C16,3 Feet,Male BNC:77020104,Cable:99031123 | 0 | 0 | 3.586 | 3.583 | Lab-Ovh
RP45770-3B | Elec,Plat,DJ,XVD,12X110mm,SleeveJunction | 0 | 0 | 2.813 | 1.009
PH7V470E-3RU | Elec,pH,XVD,DJ,12mmX115mm,Refillable,Epoxy Body,PT1K | 0 | 260.24 | 50.106 | 0
ELM-150 | Elec,pH,XVD,DJ,12mmX110mm,Refillable,PT1K,#PH7V470E-3RU | 0 | 0 | 13.185 | 6.693
15314820-LF | PNS,Solder Wire .020''dia. Lead Free(1LB=1RL) | 5 | 0 | 123.68 | 123.68
15346041-LF | PNS,Solder Wire .040''dia. Lead Free(1LB=1RL) | 0 | 0 | 79.79 | 79.79
11110214 | Raw,Barstock,Titanium 2-1/4"dia,grade 2 | 10 | 0 | 20 | 20
11110212 | Raw,Barstock,Titanium 2-1/2"dia,Grade 2 | 5 | 0 | 18.8333 | 18.8333
11110001 | Fitting,Ball Valve,Titanium 1-1/2"FMPT,1.5"ID | 1 | 0 | 1500 | 1500
EBK1-120 | Sub,Epoxy,Black,12mmODx.400"IDx120mm Length,For K=10.0 | 0 | 0 | 1.579 | 0
SI1R1V2A-105-VF | Sub,Stem,pH,DJ,VF,105mm Length | 0 | 0 | 0.012 | 0
AREF5-210 | Sub,MonoReference | 0 | 0 | 0.008 | 0.007
C32-005-HB | Sub,Cable,HB,C32,5 Feet,Spade lug:77282226,Cable:99030045 | 0 | 0 | 3.36 | 3.382 | Lab-Ovh
SI1N1V2M-105 | Sub,Stem,pH,DJ,GoldDisk,105mm Length | 5 | 0 | 80.421 | 80.421 | Lab-Ovh
6330AA-125-2 | Sub,Internal,pH,2,125mm,Length | 333 | 0 | 4.234 | 4.662 | Lab-Ovh
C18-015-TC | Sub,Cable,TC,C18,15 Feet,Strip and Tin,Cable:99030131 | 0 | 0 | 0.008 | 0
3500101 | Sub,Bracket Assy,Safety Cable for 1-1/4"Ball Valve 3500101 | 120 | 0 | 6.15 | 6.15
A-3NT1-30H | Elec,pH,XVD,TB557,SPR,3Kohm,Kynar/Viton,With Nipple,LTJ | 0 | 0 | 74.928 | 12.529
I-10WE-VPI-120 | Elec,pH,DJ,XVD,12mmX110mm,PT1K,VP w/IngoldWiring,Glass | 0 | 0 | 41.006 | 0.676
V-405E-20H-76 | Elec,pH,X-VD,DJ,PT1K,3/4"Kyn W/Grd,EPDM,76mm Shield,SPR | 0 | 0 | 36.09 | 17.204
SI1L1V1D-050 | Sub,Stem,ORP,,50mm Length, New Plat Band | 0 | 0 | 15.617 | 0
310400NN | Sub,Ag Wire,.01" Diameter,400mm Length,No Dip | 0 | 0 | 0.457 | 0
C2-003-WA | Sub,Cable,WA,C2,3 Feet,See Note | 0 | 0 | 4.177 | 0
AREFC2-095 | Sub,Mono,Reference,.095"x095mm Length | 0 | 0 | 1.116 | 0
JENCO-097 | Elec,pH,DJ,XVD Thick,3/4"NPT Ryton,Ceramic Tuff Tip,10k,30' | 0 | 0 | 18.602 | 0
AREFSPIRAL2-040 | Sub,Spira,Reference, 040mm Length | 0 | 0 | 0.007 | 0
AREFSPIRAL1-030 | Sub,Spira,Reference, 030mm Length | 0 | 0 | 0.003 | 0.003
ATT7-140 | Sub,Test Tube | 0 | 0 | 0.011 | 0.008
V-B8100-10B | Elec,Gold,DJ,3/4"NPT CPVC,Ceramic Tuff tip | 0 | 0 | 2.593 | 1.128
310040ND | Sub,Ag Wire,.01" Diameter,040mm Lenght,AgCl Dip | 0 | 0 | 0.203 | 0
BR01502-006B | Elec,Bromide,DJ,12mmx110mm,Refill,Glass body | 0 | 0 | 13.992 | 0
77020029 | Raw,Connector,Gold Pin w/Housing for J&G/Red Color | 5 | 2.16 | 2.16 | 2.16
C2-003-HA | Sub,Cable,HA,C2,3 Feet,Connector:77280014,Cable:99030517 | 0 | 0 | 3.026 | 2.642 | Lab-Ovh
A-3510B-10H | Elec,pH,X5D,TB557,SPR,PT100,Kynar/Viton,Solution Ground | 2 | 455.1 | 33.731 | 48.006
C2-012-WM | Sub,Cable,WM,C2, 12 feet, See Note | 0 | 0 | 11.158 | 9.829
SI1L1V1I-120 | Sub,Stem,ORP,120mm Length | 0 | 0 | 2.87 | 0
C18-003-IE | Sub,Cable,IE,C18,3 Feet,See Note | 0 | 0 | 7.693 | 7.693 | Lab-Ovh
V-AV10B-30H | Elec,pH,DJ,XVF,3/4"MPT Ryton,PT100,Ceramic Tuff tip | 1 | 366.28 | 57.172 | 53.332 | PROX Lab
ATT7KM-082 | Sub,Test Tube W/ Plat. Disk | 1 | 0 | 9.715 | 9.715 | Lab-Ovh
6507AAV-250-VD | Sub,pH,SJ,VD,8x250mm,Refill | 0 | 0 | 0.094 | 0.052
R-115B-VPR-16 | Elec,pH,X-VD,PT100,DJ,SPR,SolGrnd,316SS,16",LCJ | 0 | 0 | 1.54 | 0.177
YVL75A0201 | Elec,Sodium,DJ,12mmX110mm,Epoxy,PPB Range,Sealed#NAB1505-S8 | 6 | 232.6 | 11.216 | 11.216
TP571PVW12ST20B | Elec,pH,Plat(SolGrnd),DJ,TB557,PT100,Teflon Tuff Tip, | 0 | 0 | 29.802 | 13.932
7503AA-BD | Sub,pH,SJ,BD,internal for12mmFreeFlow,VLCP,3.6mmID,.125" Dis | 7 | 0 | 13.844 | 0
7791AA-2DT | Sub,pH,DJ,2DT,12x090mm Length | 10 | 0 | 11.294 | 10.781 | Lab-Ovh
SI1G4L1B-125-VD | Sub,Stem,pH,VD,125mm Length | 42 | 0 | 3.918 | 0.009 | Lab-Ovh
11230015 | Raw,Wire,Silver, 99.95% pure, 0.015"Dia, Soft Temper | 48890.696 | 0 | 0.72 | 0.71918
C32-070-BB | Sub,Cable,BB,C32,70 Feet,Male BNC:77020104,Cable:99030045 | 0 | 0 | 17.905 | 17.905 | Lab-Ovh
CONDD6A2B-120 | Sub,Conductivity,K=1.0,GlassBody,2PlatBand,12x120mm Length | 1 | 0 | 22.637 | 14.29
SI1R1V2B-100-VD | Sub,Stem,pH,VD,100mm Length | 69 | 0 | 1.781 | 1.7817 | Lab-Ovh
FISHER-57 | Sub,Fisher,pH,DJ,12x135mm Length,Refill,9/18 sleeve junction | 0 | 0 | 0.095 | 0
C1-010-SL | Sub,Cable,SL,C1,10Feet,SMB Connector:77021116,Cable:99030028 | 0 | 0 | 19.032 | 19.032 | Lab-Ovh
C13-032-UH | Sub,Cable,UH,C13,32 Feet,See Note | 0 | 0 | 26.676 | 26.676 | Lab-Ovh
7793AT-155-VD | Sub,pH,DJ,VD,12x155mm Length | 0 | 0 | 0.098 | 0.043
C2-019-BB | Sub,Cable,BB,C2,19 Feet,Male BNC:77020104,Cable:99030517 | 0 | 0 | 12.688 | 0
271670-001 | Acce,Bottle,Elec Storage, #650041-A | 0 | 0.25 | 0.233 | 0.153
PROM-016 | Elec,pH,X-VF,DJ,3/4"NPT CPVC,PT1000,Tuff Tip,#V-BV10E-F4 | 0 | 0 | 5.781 | 1.373
5606642G-30B | Elec,Plat,DJ,3/4"MNPT W/Guard,Annular Ceramic | 0 | 0 | 31.31 | 11.483
COLE-279 | Elec,pH,XVD,DJ,10mmx110mm,Sealed,#527V792-3B | 0 | 115.5 | 2.515 | 0.954
PCP-001 | Elec,pH,X-2F,DJ,3/4"MPT CPVC,SEE NOTES,#P822200040AB | 0 | 0 | 18.192 | 6.948
C32-003-IS | Sub,Cable,IS,C32,3 Feet | 0 | 0 | 7.075 | 7.271
15126575 | MRO,Weighing Dish, Aluminum,Fluted,65mm dia(75ml) | 0 | 0 | 0.3085 | 0.3085
AREFA8-116 | Sub,Mono,Reference,Fisher,116mm Length | 0 | 0 | 1.331 | 1.418
YVL05A0241 | Elec,pH,DJ,XVD,12X120,PT1000,VPw/IngoldWire,Glass#I-100E-VPI | 0 | 0 | 0.689 | 0.612
DESIGN-073 | Elec,Waterhardness,DJ,12X110mm,Glass,Sealed,SPR,#WHA2604-DL | 0 | 323.95 | 51.139 | 8.05 | PROX Lab
YVL06A0041 | Elec,Plat,DJ,PTFE Junction,12x110mm,All Ultem,#2739810T-030T | 2 | 105.67 | 42.193 | 42.193 | Lab-Ovh
77020029F | Raw,Connector,Gold Female Socket,Red Housing for J&G | 0 | 0 | 1.52 | 1.52
SI1G1V1C-180-5 | Sub,Stem,pH,5,180mm Length | 408 | 0 | 0.016 | 0.008
ATT6-180 | Sub,TestTube | 0 | 0 | 0.016 | 0.008
ISTEK-314 | Elec,pH,XV,DJ,#V-700BS-16BRCA,12x115,PT100,Guard,WaterProof | 0 | 0 | 14.566 | 7.884
ISTEK-315 | Elec,Cond,K=10,12x110mm,4 Bands,#5771344-61-10BRCA | 0 | 0 | 68.382 | 8.591
ISTEK-316 | Elec,Cond,K=10.0,12x110mm,Platinum,#2731312-61-10BRCA | 0 | 0 | 41.696 | 13.931
C29-003-BU | Sub,Cable,BU,C29,3 Feet,See Note | 0 | 0 | 9.014 | 0
7793A5NAV-5 | Sub,pH,DJ,FS5,12x120mm Length,Refill,1Wick | 22 | 0 | 0.219 | 0.14
C18-026-TC | Sub,Cable,TC,C18,26 Feet,Strip and Tin,Cable:99030131 | 0 | 0 | 10.884 | 0
7793A5NAV-130-V | Sub,pH,DJ,X-V,12x130mm Length,Refill,1Wick | 0 | 0 | 0.228 | 0
CONDD3B4B-310 | Sub,Condutivity,K=1.0,GlassBody,4PlatBand,12x310mm Length | 2 | 0 | 65.367 | 65.367
C2-003-WM | Sub,Cable,WM,C2,3 Feet, See Note | 0 | 0 | 5.392 | 0
COLE-280 | Elec,pH,XVD,DJ,6x115mm,Refill,#557V701A1-3BWI6 | 0 | 121.96 | 0.533 | 0.124
WJF-168 | Elec,pH,XVD,DJ,3/4"NPT CPVC,3K,Tuff Tip,#V-BV101-20BH | 0 | 0 | 18.615 | 10.819
CA/M12-020N485 | Acce,Cable,Knick,Digital,20 meter, for SE740 Optical DO | 0 | 0 | 141.75 | 141.75
C1-016-UF | Sub,Cable,UF,C1,16 Feet,See Note | 0 | 0 | 10.586 | 7.975
C2-002-HA | Sub,Cable,HA,C2,2 Feet,Connector:77280014,Cable:99030517 | 0 | 0 | 7.13 | 1.982 | Lab-Ovh
V-A9100-10B | Elec,Plat,Tuff Tip,Ceramic,3/4"MNPT Ryton,Short Hex | 2 | 351.99 | 43.412 | 10.458 | PROX Lab
C32-003-VA | Sub,Cable,VA,C32,3 Feet,Lemo"V":77020250,Cable:99030045 | 0 | 0 | 32.057 | 32.057
SI1R1V2DN-100 | Sub,Stem,pH,PlatBand#11252507,100mm Length | 0 | 0 | 20.784 | 20.784 | Lab-Ovh
C2-002-WM | Sub,Cable,WM,C2,2 Feet, See Note | 0 | 0 | 2.928 | 2.928 | Lab-Ovh
86298 | Acce,Solution,Reference Fill,125mL,4M KCl/AgCl,#R001011 | 0 | 12.93 | 2.546 | 2.463
86295 | Elec,pH,VD,DJ,#573V726R-003B,12X115mm,Epoxy Body,Refillable | 1 | 55.89 | 24.619 | 24.619 | PROX Lab
CONSORT-050 | Elec,pH,X-VD,DJ,12x160mm,#577V792-160-S7 | 0 | 0 | 1.356 | 0.752
86296 | Elec,pH,DJ,XVD,DJ,#573V703-003B,Spring Loaded,Refillable | 1 | 178.93 | 86.866 | 83.53 | PROX Lab
YVL05A0011 | Elec,pH,XVDTD,DJ,Polymer,12x130mm,#277V79TC-130-033T | 1 | 94.47 | 29.118 | 27.748 | PROX Lab
86297 | Elec,pH,DJ,XVD,#577V721-003BB,12X110mm,Glass,Refill,BNC Boot | 1 | 93.5 | 23.498 | 22.534 | PROX Lab
ISTEK-317 | Elec,pH,DJ,XVD,12x325mm,Washer and Teflon,#I-1000-S8-325 | 0 | 0 | 3.132 | 5.286
3637T-20B | Elec,pH,XVD,DJ,6"Kynar,Drill Guard,Teflon Junc.,3/4"BSP | 0 | 0 | 7.984 | 3.286
86299 | Elec,pH,XVD,DJ,#V-7000-3B,12x115mm,Frit,Guard,Medium Cap,RFV | 1 | 55.46 | 21.877 | 20.968 | PROX Lab
86302 | Elec,pH,X-V,SJ,#573V526-003BB,12X115mm,Sealed,BNC Boot | 3 | 44.62 | 21.931 | 21.931 | PROX Lab
86304 | Elec,pH,X-VD,DJ,#V-700J-3BPW8,12x115mm,Epoxy,30K,StarSeries | 2 | 110.22 | 27.212 | 26.693 | PROX Lab
86305 | Elec,pH,X-V,#V-700J-3BI8, DJ,12x115mm,30K TC,Epoxy Guard,RF | 2 | 107.03 | 29.755 | 27.926 | PROX Lab
86306 | Elec,pH,XV,DJ,#V-700J-3BG2.5,12x115mm,Epoxy,30K,Guard,RFV | 1 | 101.45 | 26.722 | 31.872 | PROX Lab
86310 | Elec,pH,XVD,SJ,12x115mm,30K,StarSeries,#573V528RA1-3BPW8 | 1 | 82.33 | 30.685 | 15.537 | PROX Lab
86312 | Elec,pH,SJ,X-V,#573V528A1-3BG2.5,12x115mm,30k,Epoxy | 1 | 75.06 | 25.825 | 27.12 | PROX Lab
86314 | Elec,pH,XV,SJ,StarSeries12x115mm,30k,Epoxy,#573V528A1-3BPW8 | 9 | 83.66 | 27.115 | 26.346 | PROX Lab
86315 | Elec,pH,SJ,X-V,#573V528A1-3BI8,12x115mm,30k,Epoxy | 1 | 74.01 | 15.642 | 14.08 | PROX Lab
86316 | Elec,Plat Wire,SJ,#5739602W-003B,12X115mm,Epoxy Body | 0 | 77.38 | 35.292 | 35.292 | PROX Lab
86317 | Elec,Plat Wire,DJ,#5739802W-003B,12X115mm,Epoxy,Guard | 0 | 105.98 | 34.405 | 33.93 | PROX Lab
SI1R1V2B-100-5D | Sub,Stem,pH,DJ,5D,100mm Length | 86 | 0 | 1.781 | 1.781 | Lab-Ovh
C30-015-TC | Sub,Cable,TC,C30,15 Feet,Strip and Tin,Cable:99030014 | 0 | 0 | 5.951 | 6.728 | Lab-Ovh
V-AV10E-10BH | Elec,pH,DJ,XVF,3/4"MPT Ryton,PT1000,Ceramic Tuff tip | 0 | 0 | 2.622 | 0.263
BS808NC | INSERT CELL ASSY,STD,TI,PVDF | 0 | 0 | 111.684 | 0
33200018 | Raw,Tubing,Teflon #18 Thin wall PTFE | 1581 | 0 | 0.2 | 0.2
SI1R1V2A-100-BF | Sub,Stem,pH,BF,DJ,100mm Length | 15 | 0 | 1.622 | 1.622 | Lab-Ovh
7791ADN-110 | Sub,PlatBand,DJ,12x110mm Length | 0 | 0 | 14.936 | 5.929
V-BV10E-20BH | Elec,pH,XVF,DJ,3/4"NPT CPVC,PT1K,Ceramic Tuff Tip | 4 | 229.65 | 31.261 | 14.06
C32-X30-TC | Sub,Cable,TC,C32,30 Inches,Strip and Tin,Cable:99030045 | 0 | 0 | 0.87 | 0.515
4750AT-VD | Sub,pH,DJ,VD,12mm,6mmTip,Annular Junction | 31 | 0 | 6.903 | 6.903 | Lab-Ovh
SI1J5R1B-100-VD | Sub,Stem,pH,VD,100mm Length | 0 | 0 | 2.306 | 2.306 | Lab-Ovh
C32-030-TG | Sub,Cable,TG,C32,30 Feet,See Note | 0 | 0 | 11.417 | 0
R-600B-VPR | Elec,pH,X5D,DJ,Rosemount 397,Guard,LTJ,100 ohm | 3 | 612.42 | 117.678 | 117.678 | Lab-Ovh
SI1J1V1K-080 | Sub,Stem,ORP,PlatDisk,080mm Length | 0 | 0 | 8.499 | 0
00600113 | Raw,Barstock,Peek 1-1/2"Dia. Natural Tan Color | 10 | 0 | 86.6 | 86.6
5711AAV-BD | Sub,pH,DJ,BD,6mm,12mm,7/15SleeveJunction,Refill | 0 | 0 | 18.298 | 2.182
AREF25N-070 | Sub,Mono,Reference,070mm Length | 0 | 0 | 0.006 | 0.019
C32-003-IA | Sub,Cable,IA,C32,3 Feet,German Din:77180223,Cable:99030045 | 0 | 0 | 5.694 | 5.694 | Lab-Ovh
V-B9100-DL | Elec,Plat,DJ,3/4"MPT CPVC,Cer.Tuff Tip | 17 | 0 | 14.176 | 4.349
C29-020-BB | Sub,Cable,BB,C29,20 Feet,Male BNC:77020104,Cable:99030020 | 0 | 0 | 12.143 | 0
310280NB | Sub,Ag Wire,.01" Diameter 280mm Length,Anodized & AgCl Dip | 0 | 0 | 0.32 | 0
C40-015-VX | Sub,Cable,VX,C40,15 Feet,See Note | 0 | 0 | 693.991 | 0
C2-030-UN | Sub,Cable,UN,C2,30 Feet,See Note | 0 | 0 | 21.413 | 0
PS183-40B | Elec,pH,X2,SJ,PVC,3/4"BSP,Guard,5mm Cable,Blue boot | 0 | 71.93 | 44.361 | 45.699 | Lab-Ovh
ELM-152 | Solu,Reference Fill,125ml Bottle,KCl,4M Liquid #R001013 | 0 | 0 | 1.482 | 0
SI1O1V1A-085-VF | Sub,Stem,pH,VF,085mm Length | 37 | 0 | 0.013 | 0.011
C29-003-VX | Sub,Cable,VX,C29,3 Feet,See Note | 0 | 0 | 5.43 | 5.43 | Lab-Ovh
C13-002-WL | Sub,Cable,WL,C13,2 feet,See Note | 0 | 0 | 5.497 | 5.497 | Lab-Ovh
C32-X40-BB | Sub,Cable,BB,C32,40 Inches,Male BNC:77020104,Cable:99030045 | 0 | 0 | 1.666 | 0
V-B6200-10B | Elec,pH,DJ,XV Thick,3/4"NPT CPVC,Teflon tuff tip | 0 | 0 | 12.59 | 0
V-B9100-10B | Elec,Plat,DJ,3/4"MPT CPVC,Cer,Tuff Tip | 1 | 238.56 | 35.352 | 5.178 | PROX Lab
YVL05A0051 | Elec,pH,GX-5,SJ,12x110mm,Glass,#2773501GL-030T | 2 | 65.38 | 30.499 | 54.546
SI1O1V1A-100-5F | Sub,Stem,pH,5F,100mm Length | 154 | 0 | 1.627 | 1.587 | Lab-Ovh
AREF25N-190 | Sub,Mono,Reference | 0 | 0 | 1.164 | 0 | Lab-Ovh
ATT5-220 | Sub,TestTube | 4 | 0 | 0.009 | 0.008 | Lab-Ovh
CHEESE-001 | Elec,pH,XVF,DJ,12x125mm,Epoxy,Sealed,Black Grommet,3'H | 0 | 0 | 8.132 | 6.377
955NDB-130-VD | Sub,pH,SJ,VD,12x130mm Length, Thick Wall | 0 | 0 | 0.2 | 0.607
00070241 | Raw,Glass,Barium PH360, 2.41mm (.095") OD x 0.53mm wall | 604.687 | 0 | 1.132 | 1.132
00070368 | Raw,Glass,Barium PH360, 3.68mm (.145") OD x 0.53mm wall | 1419.49 | 1.14 | 1.132 | 1.132
SI1L1V1D-090 | Sub,Stem,ORP,090mm Length | 0 | 0 | 15.622 | 0
00070419 | Raw,Glass,Barium PH360, 4.19mm (.165") OD x 0.66mm wall | 1506.552 | 1.31 | 1.712 | 1.0454
00070508 | Raw,Glass,Barium PH360, 5.08mm OD x 0.71mm wall | 90.614 | 0 | 1.277 | 1.277
00070597 | Raw,Glass,Barium PH360, 5.97mm (.235") OD x 0.71mm wall | 1131.305 | 0 | 1.6444 | 1.1909
00070711 | Raw,Glass,Barium PH360, 7.11mm (.280") OD x 0.71mm wall | 1173.424 | 0 | 1.712 | 1.1
00070119 | Raw,Glass,Barium PH360, 11.9mm (.469") OD x 1.4mm wall | 413.554 | 0 | 1.13 | 1.13
00070787 | Raw,Glass,Barium PH360, 7.87mm (.310") OD x 0.66mm wall | 520.487 | 0 | 1.132 | 1.132
00071168 | Raw,Glass,Barium PH360, 11.68mm (.460") OD x 0.89mm wall | 283.02 | 0 | 1.02 | 1.02
00071194 | Raw,Glass,Barium PH360, 11.94mm (.470") OD x 0.84mm wall | 1105.243 | 0 | 2.6754 | 1.2248
00070032 | Raw,Glass,Barium PH360, 3.2mm (.125") OD x 0.72mm wall | 152.404 | 0 | 1.02 | 1.02
00070083 | Raw,Glass,Barium PH360, 8.3mm (.325) OD x 0.72mm wall | 1387.312 | 0 | 1.132 | 1.132
00070103 | Raw,Glass,Barium PH360, 10.3mm (.405") OD x 0.81mm wall | 99.109 | 0 | 1.02 | 1.02
SI1J1V2KM-100 | Sub,Stem,ORP,PlatDisk,100mm Length | 1 | 0 | 10.233 | 10.233 | Lab-Ovh
V-BV100-DL | Elec,pH,X-V,DJ,3/4"MPT CPVC,Ceramic Tuff Tip,SPR | 0 | 214.53 | 33.34 | 32.052 | PROX Lab
C13-020-UH | Sub,Cable,UH,C13,20 Feet,See Note | 0 | 0 | 15.358 | 0
C13-020-WH | Sub,Cable,WH,C13,20 Feet,See Note | 0 | 0 | 15.428 | 0
AREF25N-480 | Sub,Mono,Reference,2.41mm(.095")OD X 480mm Length | 0 | 0 | 0.003 | 0
PH7V2P0-S7 | Elec,pH,XV,DJ,12X115mm,Epoxy Body,Sealed | 0 | 0 | 4.442 | 1.735
A-2101-6BH | Elec,pH,DJ,XVD,Plat(SolGrnd),TB551,Solution ground,SPR,3K | 0 | 0 | 25.949 | 0.726
2010657S-50 | Acce,Cable,FBNC/Hanked to Hanked,S=ZV cable,L/N & 3-cond, 50 | 0 | 138.46 | 38.081 | 26.79
YVL15A0011 | Elec,Cond,K=1.0,GraphitePT1K,12mmx110mm,Epox#2731312-32-010T | 3 | 39.3 | 25.885 | 23.92 | PROX Lab
99030003 | Cable,22 AWG,Green & Yellow Striped,Hook Up Wire | 980 | 0 | 0.217 | 0.22
JAF-042 | Solu,Activity Stndrd,Ammonium,#NH4AS02,1000ppm,475mL Btl | 0 | 0 | 2.162 | 1.503
SI1G1V1B-113-2D | Sub,Stem,pH,2D,113mm Length | 0 | 0 | 0.01 | 0.005
ATT6-110 | Sub,TestTube | 14 | 0 | 0.01 | 0.008 | Lab-Ovh
C29-016-VX | Sub,Cable,VX,C29,16 Feet,See Note | 0 | 0 | 10.676 | 0
SI1J5R1B-100-2D | Sub,Stem,pH,2D,100mm Length | 0 | 0 | 0.012 | 0
JAF-043 | Elec,Nitrate,12x110mm,Epoxy Body,Refillable,#N031508-003B | 5 | 0 | 19.793 | 27.236
JAF-044 | Solu,Nitrate Activity standard 1000ppm,475ml,#N03AS02 | 0 | 0 | 2.162 | 1.474
JAF-045 | Solu,Nitrate Ionic Strength Adj. [2M(NH4)2SO4],#N03IS01 | 0 | 0 | 2.162 | 4.794
V-BV100-20BB | Elec,pH,X-V,DJ,3/4"MPT CPVC,Ceramic Tuff Tip,SPR | 2 | 185.62 | 31.914 | 29.748 | PROX Lab
WJF-170 | Elec,pH,Ryton Cap,XVD,DJ,SPR,PT1000,#V-000E-30H-213 | 1 | 143.07 | 51.514 | 47.338 | PROX Lab
C32-X48-TC | Sub,Cable,TC,C32,48 Inches,Strip and Tin,Cable:99030045 | 0 | 0 | 1.236 | 0
22130014-RS | Raw,Foam,Closed Cell,Brown .458"ODx .125"Thick x.095"hole | 1240 | 0 | 0.04 | 0.04
C18-017-HA | Sub,Cable,HA,C18,17 Feet,Connector:77280014,Cable:99030131 | 0 | 0 | 7.632 | 4.098
R8391-10B | Elec,Plat,DJ,3/4"BSP,Kynar,Tuff Tip,Ceramic,10'with BNC | 0 | 0 | 6.078 | 1.926
R8294-10B | Elec,Plat,DJ,Ryton/Graphite,Notched,Ceramic,#V-C9500-10B | 0 | 0 | 21.37 | 1.964
C30-020-BL | Sub,Cable,BL,C30,20 Feet,See Note | 0 | 0 | 9.799 | 9.799 | Lab-Ovh
22130016-RS | Raw,Foam,Closed Cell Orange Silicone, 0.420"OD x 0.188"thick | 3914 | 0 | 0.041 | 0.041
22130015-RS | Foam,Closed Cell Orange Silicone, 0.520"OD x 0.250" thic | 2588 | 0 | 0.076 | 0.03 | Lab-Ovh
95DB-335-VD | Sub,pH,SJ,VD,12x335mm Length,Ferm,Bend,Thick Wall | 0 | 0 | 0.123 | 0.109
ELH-097 | Elec,Chloride,DJ,12x110mm,Refillable#CL01508-003B | 0 | 0 | 14.015 | 0
ELH-098 | Solu,Chloride Activity Standard, 1000 ppm,#CLOAS02 | 0 | 0 | 2.162 | 1.462
ELH-099 | Solu,Chloride activity standard,100ppm,#CL0AS03 | 0 | 0 | 2.162 | 1.447
ELH-100 | Solu,Chloride Ionic Strength Adjuster,5M NaNO3,#CLOIS01 | 0 | 0 | 2.162 | 10.221
ELH-101 | Elec,Sodium,12x110mm,Refillable,Epoxy Body,#NA71508-003B | 0 | 0 | 15.583 | 0
ELH-102 | Solu,Activity Standard, Sodium,100 PPM,475ml,#NA0AS03 | 0 | 0 | 2.162 | 0
4002780604 | Raw,Cust, SMARTSENS pH-Sleeve Electr.-Ex-shed-20mA | 315 | 0 | 46.2 | 42
JBH-003 | Pellet, ISE-Chloride, 7.2mm OD x 4.6mm H | 0 | 66.34 | 8.25 | 8.25
4002780605 | Raw,Cust, SMARTSENS ORP Sleeve Electronics Ex-shed | 30 | 0 | 46.2 | 42
V-700B-3BG | Elec,pH,X-V,DJ,12x115mm,Epoxy,PT 100 ohm,RFV,Guard,Sealed | 0 | 0 | 10.006 | 0
27301-10 | Elec,Plat,DJ,3/4"NPT In-Line,CPVC,#1929837-010TV18 | 0 | 0 | 33.077 | 8.841
ISTEK-318 | Elec,pH,XVD,12x120mm,PT100,TempHigh,Glass,#I-1T0B-20BRCA | 0 | 0 | 19.224 | 2.854
I-1000-20HSP | Elec,pH,DJ,XVD,12x120mm,Washer and Teflon | 4 | 0 | 28.184 | 6.152
27011-06 | Elec,pH,X-2,SJ,#1963527H-010T,1/2"MNPT | 0 | 0 | 6.172 | 0.16
TOPAC-031 | Elec,pH,DJ,XV,12mmX110mm,Refillable,#577V701-003BUV10 | 0 | 0 | 7.798 | 0.751
PHF-010ST/TH | Elec,pH,X-VF,DJ,#192V757-10HTV18,CPVC,10K Ther,H(ph)T(all) | 0 | 0 | 2.462 | 0.482
C2-010-BT | Sub,Cable,BT,C2,10 Feet,Fmale BNC:77020203,Cable:99030517 | 13 | 0 | 7.87 | 6.88
KVL-400 | Elec,pH,XVD,DJ,T/L,PT100,2IM,Plat(SolGrnd),F6,OA,Kalrez | 0 | 0 | 1.306 | 0.711
E602-603 | Elec,pH,DJ,XV,Epoxy Body,115mm Length,#573V728A20-3BRCA | 0 | 0 | 5.857 | 1.747
2010431 | Acce,Cable,Alligator Clip Leads For Portavo,Din to 2 Aliliga | 0 | 0 | 5.947 | 4.56
27009-18 | Elec,pH,X-2,DJ,#2773700-010BTV12,12x110mm | 0 | 0 | 6.323 | 0.476
1807800-20 | Tube,Spacer CPVC for MKVII, 20" Length | 0 | 42.8 | 3.251 | 49.07
2010VPR-PT-3H | Acce,Cable,Vario pin connector to Hank,Rosemount wiring | 0 | 0 | 45.792 | 18.7
PH7V310L-3BG | Elec,pH,SJ,XVD,12x115mm,10K,3.5mm phone plug,Epoxy,Refill | 0 | 0 | 5.857 | 1.556
35805-67 | Elec,pH,X-VD,DJ,12x110mm,Wick Junction,G#PH4V570-3B | 4 | 84.38 | 24.055 | 22.698 | PROX Lab
V-700J-10BPW8 | Elec,pH,X-V,DJ,12x115mm,30K,8Pin Mini Din,for Star Meter,RFV | 2 | 278.57 | 31.78 | 31.024 | PROX Lab
C2-010-BH | Sub,Cable,BH,C2,10 Feet,See Note | 0 | 0 | 7.159 | 0
ISTEK-319 | Elec,Polargraphic,19mm OD,PT100,Delrin,#023IP17S-30BRCAV12 | 0 | 0 | 0.022 | 0.024
ATT6-200 | Sub,TestTube | 0 | 0 | 0.003 | 0.002
00600018-0150 | Sub,Cut Bar, Peek 1/8" OD Natural color (0.150") Length | 0 | 0 | 11.68 | 0
ELM-153 | Elec,Cond,K=1.0,SS,PT100,Elmacron housing,#19P1396SS-003B | 0 | 0 | 3.764 | 2.409
R-200B-36-F | Elec,pH,XVD,DJ,PT100,316SS/Kynar/Viton,1x36",Live Tap | 1 | 782.72 | 100.007 | 113.55 | PROX Lab
PHF-050B | Elec,pH,X-VF,DJ,CPVC,#V-BV300-50B | 0 | 0 | 27.936 | 10.513
COLE-283 | Elec,Fluoride,#F001580-20T,12x80mm,Sealed Reference | 0 | 0 | 21.316 | 25.937
SI1G1V1L-125 | Sub,Stem,pH,125mm Length | 0 | 0 | 0.01 | 0
INATEC-208 | Elec,pH,XVD,DJ,12x115mm,Frit,Fixed Grd,RFV,PolyC#PHPE130-10B | 0 | 0 | 8.057 | 4.401
I-100E-VPI-325 | Elec,pH,DJ,XVD,12X325,PT1000,VP w/Ingold Wiring,GlassBody | 0 | 0 | 45.888 | 22.75
1507302-L | Valve,1"Ball,316SS,Threaded,2000#,Lever Handle,Full Port | 11 | 0 | 73.98 | 73.98
1606645-40H | Elec,Plat,DJ,1/2" Housing,Epoxy Body | 0 | 0 | 15.147 | 0
16105120 | MRO,Abrasives,Sandpaper,Carbinet 8''Disc,P800,Adhesive Back | 0 | 0 | 0.96 | 0.96
DESIGN-074 | Elec,Double Plat,SJ,12mmX110mm,Glass Body,#2779092-010T | 1 | 202.86 | 54.139 | 38.406 | Lab-Ovh
YVL75A0112 | Elec,Calcium,DJ,12mmX110mm,Glass,Sealed,Gel Fill,#CAL2504-DL | 1 | 169 | 42.551 | 35.889 | Lab-Ovh
YVL75A0291 | Elec,SilverSulfide,DJ,12mmX110mm,Glass,Sealed,#AGS2604-S8 | 2 | 131.48 | 39.068 | 37.273 | PROX Lab
SZ7251 | Acce,Flow Cell,Auto Clean | 0 | 267.5 | 139 | 125
SI1J1V2K-060 | Sub,Stem,ORP,PlatDisk,060mm Length | 0 | 0 | 1.938 | 0
DIGITANA-022 | Elec,pH,DJ,XVSD,3/4"NPT Ryton,#196V757SD-DL | 0 | 0 | 7.219 | 0.312
ISTEK-320 | Elec,pH,DJ,XVD,12X120mm,Glass Body,PT100,#I-100B-30BRCA-120 | 0 | 0 | 27.345 | 18.127
3000012 | Ferrule,3/4" 316SS, Back ( use part no. 3000616S ) | 0 | 1.87 | 1.75 | 1.75
ATT6-213 | Sub,TestTube | 9 | 0 | 0.017 | 0.029
SI1J5R1A-060-VF | Sub,Stem,pH,VF,060mm Length | 0 | 0 | 0.017 | 0
C18-007-TC | Sub,Cable,TC,C18,7 Feet,Strip and Tin,Cable:99030131 | 0 | 0 | 3.092 | 0.757
SI1L1V2B-120-VD | Sub,Stem,pH,VD,120mm Length | 409 | 0 | 1.778 | 1.551 | Lab-Ovh
DESIGN-075 | Elec,pH,XVF,Tuff Tip,Ceramic,3/4"MNPT Ryton,V-AV100-30H | 0 | 0 | 24.504 | 20.175
COLE-284 | Elec,Plat,DJ,12x120mm,SPR,#7906640-DL-120 | 0 | 0 | 24.184 | 7.531
35805-64 | Elec,pH,FS-5,SJ,#5735526R-003B,12x115mm ,Refill | 2 | 36.74 | 20.366 | 20.366 | PROX Lab
YVL75A0122 | Elec,Waterhardness,DJ,12X110mm,Glass,Sealed,SPR,#WHA2604-DL | 2 | 200.61 | 49.544 | 39.056
YVL75M0141 | Solu,Waterhardness,Standard,10ppm,475ml,#WHAAS05 | 0 | 0 | 2.162 | 0
YVL75M0143 | Solu,Waterhardness,Standard,100ppm,475ml,#WHAAS03 | 0 | 0 | 11.497 | 0
YVL75A0092 | Elec,Fluoride,DJ,12mmX110mm,Sealed,Glass body,#F002604-DL | 1 | 142.49 | 55.693 | 56.655 | PROX Lab
22190211 | Raw,Quad-Ring 2-211,Buna 70 | 499 | 0 | 1.41 | 1.41
CONSORT-051 | Acce,Cap,Black Delrin for SZ02K | 0 | 11.52 | 1.432 | 0
D-G751G0K325S7 | Elec,Oxygen,Galvanic,12x325mm,PG13.5,S7,Glass body | 0 | 0 | 13.242 | 12.187
SP22Y | Elec,pH,X-VD,DJ,#577V792-S8,12x110mm | 0 | 0 | 6.117 | 1.298
DIGITANA-023 | Elec,pH,XVD,DJ,SPR,12x80mm,#V-0020-DL | 0 | 0 | 11.06 | 0.317
YVL15A0041 | Elec,Cond,Graphite disk,12x110mm,Epoxy,#2731201G-010T | 0 | 0 | 8.736 | 4.174
I-10WB-F4-120 | Elec,pH,DJ,XVD,Wick Junction,PT100,12X120mm | 0 | 0 | 29.96 | 0.116
GODDARD-001 | Elec,pH,XVD,DJ,Delrin Body,PEEK Coloar Nut,w/FlowCell,SeeDRW | 0 | 0 | 13.859 | 7.206
SI1R1V2DN-140 | Sub,Stem,pH,PLatBand#11252507, 140mm Length | 5 | 0 | 18.194 | 12.473 | Lab-Ovh
C32-007-BH | Sub,Calbe,BH,C32,7 Feet,See Note | 2 | 0 | 4.146 | 1.938 | Lab-Ovh
I-1000-S8-170 | Elec,pH,DJ,XVD,12x170mm,Washer and Teflon | 0 | 0 | 3.076 | 2.506
SI1L1V2DN-115 | Sub,Stem,ORP,Plat. Band,115mm length | 6 | 0 | 15.624 | 11.699
CL-2000 | Elec,ISE,ABS BLK,Solid State,DJ#CL43A-S00-Z0X-S003BX,Hefer | 2 | 150.7 | 38.529 | 23.369 | PROX Lab
C32-020-TC | Sub,Cable,TC,C32,20 Feet,Strip and Tin,Cable:99030045 | 0 | 0 | 5.891 | 5.892 | Lab-Ovh
C32-012-BB | Sub,Calbe,BB,C32,12 Feet,Male BNC:77020104,Cable:99030045 | 0 | 0 | 3.742 | 0
SI1G4L1A-125-VD | Sub,Stem,pH,VD,125mm Length | 0 | 0 | 0.011 | 0
C3TB275-6H-18 | Elec,Cond,0.1,Titanium/PEEK,100 ohm,3/4"NPT, 18" Overall | 0 | 0 | 0 | 306.5
MK7Z-40723311 | Holder,MKVII-Z,HastC,No BV,Mod Tip,Simriz O-Rings,7" ins | 0 | 0 | 2331.811 | 272.04
V-AV200-16B | Elec,pH,XVF,DJ,3/4"NPT,Ryton,Large Teflon Junction | 4 | 0 | 22.022 | 6.684
C32-040-HA | Sub,Cable,HA,C32,40 Feet,Connector:77280014,Cable:99030045 | 1 | 0 | 11.231 | 10.097 | Lab-Ovh
C75B410-26H | Elec,Cond,K=1.0,12x110mm,316SS/TFE,TC 100ohm,LB | 0 | 0 | 47.165 | 0
C2-010-WW | Sub,Cable,WW,C2,10 Feet,See Note | 0 | 0 | 10.249 | 0
AREF55N-170 | Sub,Mono,Reference,170mm Length | 28 | 0 | 0.009 | 0.01 | Lab-Ovh
PAS-001 | Elec,Silver,DJ,12x115mm,Epoxy Body,#RP78270-S7,See Drawing | 0 | 0 | 3.285 | 1.792
PAS-002 | Elec,Silver,SJ,12x115mm,Epoxy Body,#RP78110-S7,See Drawing | 0 | 0 | 3.014 | 1.438
PAS-005 | Elec,Gold Wire,SJ,12x115mm,EpoxyBody,#RP73110-S7,See Drawing | 0 | 0 | 4.163 | 1.549
PAS-006 | Elec,pH,SJ,12x115mm,Epoxy Body,#PH7V110-S7,See Drawing | 0 | 0 | 5.239 | 1.736
44000018-C | MRO,Cup,9 oz.Clear Cup,for Mixing | 3900 | 0.11358 | 0.077 | 0.077
5606619-16H | Elec,Plat,TB557,SPR,Kynar/Viton | 0 | 0 | 53.251 | 9.711
00350006-N | Epoxy Graphite Rod,6mm OD x 100mm Long | 0 | 0 | 10 | 10
00350007-N | Epoxy Graphite Rod,7mm OD x 100mm Long | 1296 | 0 | 2.9517 | 2.9517
00350012-N | Epoxy Graphite Rod,12.7mm OD x 150mm Long | 2598 | 0 | 2.8983 | 2.8983
SI1L1V1B-040-VD | Sub,Stem,pH,VD,040mm Length | 20 | 0 | 0.003 | 0.003
22130012-PC | Raw,Foam,Closed Cell Orange Silicone, .310"ODx.140"IDx.250"t | 18388 | 0 | 0.053 | 0.053
KVL-401 | Elec,Plat,1"MPT,LTJ,PT100,10ft,Hanked,2IM,LIN | 0 | 0 | 29.59 | 11.004
99032207-GR | Raw,Wire,Hook-up,22ga,Green PVC Jacket | 797.5 | 0 | 0.18 | 0.18
99032207-BL | Raw,Wire,Hook-up,22ga,Blue PVC Jacket | 1000 | 0 | 0.18 | 0.18
99032207-WHT | Raw,Wire,Hook-up,22ga,White PVC Jacket | 1000 | 0 | 0.18 | 0.18
310350NB | Sub,Ag Wire,.01" Diameter,350mm Length,Anodized & AgCl Dip | 0 | 0 | 0.4 | 0.178
AREF2-350 | Sub,Mono,Reference | 0 | 0 | 0.008 | 0
7793AAY-140-VD | Sub,pH,DJ,VD,12x140mm Length, Double Refill | 27 | 0 | 6.338 | 5.499 | Lab-Ovh
V-B110B-16BH | Elec,pH,DJ,Plat(Sol)CeramicTuffTip,3/4"MPT CPVC,PT100 | 0 | 0 | 36.69 | 18.263
310250NB | Sub,Ag Wire,.01" Diameter,250mm Length,Anodized & AgCl Dip | 0 | 0 | 0.285 | 0
C32-16.5-BB | Sub,Cable,BB,C32,16.5 Feet,Male BNC:77020104,Cable:99030045 | 0 | 0 | 4.841 | 4.157 | Lab-Ovh
7793ADN-130 | Sub,PlatBand,DJ,12x130mm Length | 0 | 0 | 15.901 | 6.489
AREF2-205 | Sub,Mono,Reference | 0 | 0 | 0.005 | 0
V-405E-10H | Elec,pH,XVD,DJ,TC1000ohm,3/4" Kynar,Viton,SPR,LCJ | 0 | 0 | 14.79 | 4.714
WJF-172 | Elec,pH,XVF,DJ,3/4"MPTRyton,PT100,Ceramic,#V-AV10B-10BT | 1 | 245.14 | 34.649 | 36.216 | Lab-Ovh
AREFC7-084 | Sub,Mono,Reference, 084mm Length | 0 | 0 | 0.007 | 0
SK12T3S | Elec,Cond,K=0.1,#5731301S-42-010BU,12x110mm,Graphite | 0 | 0 | 1.524 | 1.057
V-AV100-DL | Elec,pH,XVF,DJ,3/4"MNPT Ryton,Ceramic Tuff Tip | 0 | 0 | 23.261 | 0.308
ATT5-100 | Sub,TestTube | 543 | 0 | 0.003 | 0.004 | Lab-Ovh
SNG-TI07600 | Elec,Reference,DJ,Calomel,Ground Joint,Refill | 0 | 0 | 18.361 | 12.534
COLE-285 | Elec,pH,XVD,DJ,12x115mm,30K TC,Sealed,#573V728A1-003IU1 | 0 | 0 | 7.183 | 2.068
27009-06 | Elec,pH,XVBD,SJ,12x110mm,#2773500-010T | 0 | 0 | 2.527 | 0.317
C18-026-HA | Sub,Cable,HA,C18,26 Feet,Connector:77280014,Cable:99030131 | 0 | 0 | 10.921 | 0
SP30Y-325 | Elec,pH,X-VD,DJ,SPR,12x325mm,Wick,#I-10W0-S8-325 | 0 | 0 | 6.739 | 2.736
00070006 | Raw,Glass,Pyrex, 6mm x 1mm wall (STD Wall) | 1666.719 | 0 | 0.1 | 0.1
SI1L1V2A-120 | Sub,Stem,pH,NB,120mm Length | 0 | 0 | 0.014 | 0
YVL05A0032 | Elec,pH,X-VD,DJ,SPR,12x120mm,Wick,#I-1TW0-S8-120 | 1 | 60.31 | 32.845 | 30.917 | Lab-Ovh
A-3N0E-2H | Elec,pH,TB557,X-VD,SPR,PT1K,Kynar/Viton,W/Nipple | 0 | 0 | 24.612 | 5.529
22182010 | Raw,O-Ring,Markez, 2-010, FFKM | 50 | 0 | 7.78 | 7.78
63052335 | Elec,pH,X2,DJ,#5273706-004V,R001013-30,R001011-30,Syringe | 1 | 271.18 | 105.357 | 73.598 | PROX Lab
C2-025-WI | Sub,Cable,WI,C2,25 Feet,See Note | 8 | 0 | 19.684 | 17.104 | Lab-Ovh
53-0015 | Wire,0.014" Ag wire dip 0.50" AgCl,2.00" length | 0 | 1.97 | 0.254 | 0.254
22092115 | Raw,O-Ring,Buna 70, 2-115 | 18 | 0 | 0.019 | 0.019
SNG-PA0376 | Elec,Copper,DJ,12mmx110mm,Refillable,#CU01508-X18Z | 3 | 159.1 | 65.814 | 38.339 | PROX Lab
9060-10B | Elec,pH,XVF,DJ,12x110mm,Ceramic,TuffTip,#V-7100-10B | 0 | 0 | 9.407 | 3.201
AWE-054 | Elec,Cadmium,DJ,12mmx110mm,Refill,Glass,#CD21502-003B | 0 | 0 | 3.056 | 1.774
SI1L1V1A-090-BF | Sub,Stem,pH,BF,090mm Length | 181 | 0 | 0.013 | 0.03
SI1J5R1DN-110 | Sub,Stem,pH,DJ,Plat. Band 11252507,110mm Length | 0 | 0 | 15.461 | 0
310102ND | Sub,Ag Wire,.01" Diameter,102mm Length,AgCl Dip | 0 | 0 | 0.203 | 0
C32-016-HA | Sub,Cable,HA,C32,16 Feet,Connector:77280014,Cable:99030045 | 0 | 0 | 5.461 | 3.659 | Lab-Ovh
C32-029-BB | Sub,Cable,BB,C32,29 Feet,Male BNC:77020104,Cable:99030045 | 0 | 0 | 7.893 | 0
SI1L1V2M-095-M | Sub,Stem,pH,M,095mm Length | 0 | 0 | 78.893 | 0
00200038 | Raw,Barstock, Teflon (PTFE) 3/8" dia.,25% Glass Fill | 24 | 0 | 5.06 | 5.06
35820-60 | Elec,Cond,K=0.1,#2731312-41S-25T,Graphite | 2 | 0 | 24.332 | 10.997
D-P21VIJ180-DL | Elec,Polarographic,180mm length,Glass body | 0 | 0 | 0 | 0
6707AAV-270-BD | Sub,pH,DJ,BD, Refile, 270mm Length | 22 | 0 | 11.709 | 10.203 | Lab-Ovh
310190NB | Sub,Ag Wire,.01" Diameter 190mm Length,Anodized & AgCl Dip | 0 | 0 | 0.218 | 0
AREF25N-150 | Sub,Mono,Reference | 37 | 0 | 0.152 | 0.563
4501AAV-055-1 | Sub,Stem,pH,SJ,1,Reduced Tip,FisherStyle,OD4mm x 055mmLength | 0 | 0 | 0.041 | 0.022
AREFC2-065 | Sub,Mono,Reference,.095"x065mm Length | 0 | 0 | 2.714 | 2.837 | Lab-Ovh
C4-X53-BB | Sub,Cable,BB,C4,53 Inches,Male BNC:77020104,Cable:99026100 | 0 | 0 | 2.56 | 0
ISTEK-321 | Elec,Condu,K=1.0,316 SS,PT100,3/4"MPT,#C621-2-1-2-030BRCA | 0 | 117.34 | 56.906 | 0.024
I-100B-VPI-325 | Elec,pH,DJ,XVD,12X325,PT100,VP w/Ingold Wiring,GlassBody | 0 | 0 | 36.682 | 21.092
C80B324-60H | Elec,Cond,K=0.3,4 PinSS,3/4"MPT Ryton,3Wires PT100 | 0 | 704.61 | 129.772 | 176.149 | PROX Lab
PH7V120-3B | Elec,pH,XVD,SJ,12mmX115mm,Sealed Reference,Epoxy,Calomel | 0 | 0 | 11.16 | 3.127
C32-016-CD | Sub,Cable,CD,C32,16 Feet , See Note | 0 | 0 | 8.035 | 0
C30-050-BB | Sub,Cable,BB,C30,50 Feet,Male BNC:77027079,Cable:99030014 | 0 | 0 | 20.139 | 20.139 | Lab-Ovh
00600472 | Raw,Barstock,PEEK Natural,.472"OD(12mm)Rod | 55 | 0 | 30.75 | 30.75
SMF00IS03 | Solu, Starting Solution, 1L, TISAB 3 | 0.5 | 0 | 0 | 0
AREF55N-055 | Sub,Mono,Reference,CeramicJunction | 43 | 0 | 1.162 | 1.077 | Lab-Ovh
00070635 | Raw,Glass,Barium PH360, 6.35mm (.250") OD x 0.762mm wall | 346.462 | 0 | 1.13 | 1.13
00070584 | Raw,Glass,Barium PH360, 5.84mm (.230") OD x.635mm wall | 800.014 | 0 | 1.254 | 1.254
00070953 | Raw,Glass,Barium PH360, 9.53mm (.375") OD x 1.102mm wall | 240.718 | 0 | 1.13 | 1.13
00070292 | Raw,Glass,Barium PH360, 2.92mm (.115") OD x.558mm wall | 129.285 | 0 | 1.13 | 1.13
00071524 | Raw,Glass,Barium PH360, .600" (15.24mm) OD x 1.143mm wall | 164.38 | 0 | 1.254 | 1.254
00070254 | Raw,Glass,Barium PH360, 2.54mm OD x .584mm wall | 112.385 | 0 | 1.13 | 1.13
00071016 | Raw,Glass,Barium PH360, 10.16mm (.400") OD x .889mm wall | 0 | 0 | 1.13 | 1.13
22172214 | Raw,O-Ring,Viton 75, 2-214, | 1021 | 2.45 | 0.2 | 0.2
CHEMA-048 | Elec,pH,DJ,XVF,3/4"MPT CPVC Ceramic Tuff Tip,#V-BV100-26CD | 0 | 86.82 | 35.205 | 11.155 | PROX Lab
GANDB-001 | Elec,pH,X2,SJ,12x130mm,Refillable Reference | 1 | 44.42 | 13.835 | 12.651 | Lab-Ovh
COLE-286 | Elec,pH,X5,DJ,Epoxy Body,#5735728A1-003IU | 0 | 0 | 18.308 | 3.236
PH-X57335251 | Elec,pH,X5,SJ,#5732525-003B,12x92mm,w/1.4" Cap | 24 | 23.01 | 18.205 | 17.08 | Lab-Ovh
PH-X577V591APRI | Elec,pH,XV,SJ,12x75,Glass,1.4"Cap,PackedColumn,W/Guard,Notes | 18 | 33.17 | 16.377 | 13.649 | Lab-Ovh
PH-X6733581L | Elec,pH,X-2,SJ,AC,Epoxy,W/Oring 2-205,#6733581-013B | 97 | 29.94 | 18.414 | 18.414 | Lab-Ovh
PH-X5733525B | Elec,pH,X-5,SJ,#5733525-003B,12x92mm,Brinkman,1.4"Cap | 3 | 23.01 | 18.204 | 17.079 | Lab-Ovh
PH-X6733581B | Elec,pH,X-2,SJ,AC,12x75mm,Brinkman,No O-ring,#6733581-010B | 47 | 27.32 | 17.724 | 17.724 | Lab-Ovh
PH-XSTOLZE01 | Elec,pH,X-2,SJ,AC,12x75mm,blk,Stolze,Wht (logo)#6733581-13BS | 86 | 30.4 | 18.735 | 17.969 | Lab-Ovh
PH-X5733525L | Elec,pH,X5,SJ,#5733525-012B,12x92mm,Applkon,1.4"Cap | 0 | 25.95 | 26.055 | 5.891 | PROX Lab
PH-X6733581M | Elec,pH,2,SJ,12x75mm,Epxy,Oring 2-205,#6733581-33B | 27 | 71.96 | 24.997 | 24.486 | Lab-Ovh
PH-XCL01508Z | Elec,Chloride,DJ,12x110mm,Refill,#CL01508-S7 | 6 | 138.49 | 40.84 | 15.83 | PROX Lab
310270NB | Sub,Ag Wire,.01" Diameter,270mm Length,Anodized & AgCl Dip | 0 | 0 | 0.309 | 0
PH4V270-3B | Elec,pH,XVD,DJ,12x110mm,Sealed Reference | 3 | 168.59 | 26.256 | 26.256 | PROX Lab
C35B271-30H | Elec,Cond,K=0.1,316SS/PEEK,100 ohm,w/BV,7" Ins,30FT | 2 | 1179.82 | 342.222 | 313.488 | Lab-Ovh
ELM-154 | Elec,Cond,K=1.0,SS,No TC,Elmacron housing,#19P1396SS-003B | 0 | 0 | 2.515 | 0.754
PROM-017 | Elec,Chloride,DJ,12mmx110mm,refill,Glass,#CL01502-S8 | 0 | 0 | 8.107 | 1.243
CYCLOPS-208 | Acce,Bottle,Soaker for Cyclops-019 - See Drawing | 2 | 0 | 1.829 | 1.829
14055470 | PNS,Epoxy, Neutral Color Resin, Elon-tron MC 5470FR | 0 | 0 | 18.57 | 18.57
14055710 | PNS,Hardener,Elan-tron W 5710,for Resin 5470FR | 0 | 0 | 17.45 | 17.45
JENCO-099 | Elec,pH,XVF,DJ,3/4" NPT,Tuff tip,#P821V000S-D6 | 0 | 0 | 0.478 | 0.238
00051950 | Raw,Tubing,Epoxy, Smokey Gray, 0.248"OD x 0.030"wall | 490 | 0 | 4.24 | 4.24
11259996 | MRO,Crucible,PT/Rh 90/10wt%,15ml,Reinforced Rim & Base | 0 | 0 | 3722.29 | 3722.29
C2-013-UN | Sub,Cable,UN,C2,13 Feet,See Note | 0 | 0 | 11.198 | 9.805 | Lab-Ovh
C32-004-VF | Sub,Cable,VF,C32,4 Feet | 0 | 0 | 0 | 0
C2-015-WM | Sub,Cable,WM,C2,15 Feet,See Note | 0 | 0 | 11.009 | 0
C32-013-HB | Sub,Cable,HB,C32,13 Feet,Spade lug:77282226,Cable:99030045 | 0 | 0 | 5.184 | 2.71
C2-010-DQ | Sub,Cable,DQ,C2,10 Feet,5 pin Din:77000022,Cable:99030517 | 0 | 0 | 7.959 | 5.07
C20-025-WW | Sub,Cable,WW,C20,25 Feet,See Note | 0 | 0 | 17.874 | 9.459
C2-010-RC | Sub,Cable,RC,C2,10 Feet,Black RCA:77028031,Cable:99030517 | 0 | 0 | 7.31 | 4.193
PH1V3710-S7 | Elec,pH,SJ,GXV,8mmX110mm,reduced tip,refill | 0 | 0 | 0.934 | 0.337
5270806G-S7 | Elec,Silver,DJ,Ground Joint,Single Refill | 0 | 0 | 0.203 | 0
GANDB-002 | Elec,pH,X-2,SJ,14mm Sleeve Junction,Refill | 0 | 0 | 33.04 | 26.169
35607-50 | Elec,Cond,K=1.0,#5731302-3P-002BG,12x110mm,Plat Philips TC | 2 | 86.92 | 56.72 | 56.72 | Lab-Ovh
35804-01 | Elec,pH,X-5,SJ,#5133505-B,9x100mm | 0 | 37.53 | 20.208 | 20.208 | PROX Lab
35804-02 | Elec,pH,X-5,DJ,#5733706-B,12x100mm,Guard Epoxy | 2 | 35.99 | 24.21 | 24.21 | PROX Lab
35805-06 | Elec,pH,XVBD,DJ,#573B726-003B,12x115mm,Epoxy Body | 184 | 27.71 | 16.436 | 16.436 | Lab-Ovh
13-620-164 | Elec,Cond,K=10.0,4 Plat,12x100mm Glass,8 pin Din,10K TC | 0 | 0 | 109.316 | 51.75 | Lab-Ovh
13-620-293 | Elec,pH,FS5,SJ,6x120mm reduced tip,Glass,CalomelBNC | 0 | 0 | 14.157 | 5.24
13-620-AP52 | Elec,pH,FS5,DJ,12x106mm Epoxy,Sealed,10K,BNC/ 3.5 phone w/ A | 0 | 60.35 | 34.217 | 34.217 | Lab-Ovh
13-620-166 | Elec,Cond,K=10.0,4 Plat ,12x110mm Epoxy,10K TC,8 Pin Din | 3 | 0 | 102.812 | 102.812 | Lab-Ovh
13-620-290 | Elec,pH,FS5,SJ,6x180mm,Black Epoxy,Sealed,Kynar,BNC | 43 | 59.79 | 33.035 | 33.035 | PROX Lab
13-620-498 | Acce,Adapter,Female Aluminum US Standard to BNC,peco#8001045 | 0 | 27.86 | 17.406 | 17.406 | Lab-Ovh
9092-10B | Elec,pH,XVD,DJ,12x110mm,W/Boot,#V-0000-10B | 9 | 65.74 | 26.999 | 25.093 | PROX Lab
13-620-90 | Elec,pH,FS5,SJ,12x106mm Glass,Refill,US Standard | 11 | 48.32 | 34.045 | 34.045 | Lab-Ovh
13-620-91 | Elec,pH,FS5,SJ,12x106mm Glass,Refill,60"US Standard | 0 | 0 | 28.421 | 4.028
13-620-161 | Elec,Cond,K=0.1,Plat Foil,12x90mm,Epoxy Body,42" | 4 | 0 | 96.777 | 96.777 | Lab-Ovh
13-620-216 | Elec,Ref,Mono,12x106mm,AgClPack,Glass,4M KCL/AgCL,Refillabl | 17 | 36.03 | 19.873 | 19.873 | PROX Lab
13-620-252 | Elec,pH,FS5,SJ,6x180mm,Black Epoxy,Kynar,Sealed,US Standard | 0 | 0 | 25.503 | 7.541
13-620-522 | Elec,Fluoride,Mono,12x110mm Epoxy Body,US standard | 0 | 0 | 14.657 | 4.46
H105 | Elec,pH,X5,SJ,12X115mm,Sealed Ref,Polycarbonate,#PHPE130-3B | 13 | 30.14 | 6.088 | 4.351
5771423-003B | Elec,Ref,SJ,12x110mm,Ceramic,Refillable | 2 | 77.59 | 5.791 | 5.791
22092012 | Raw,O-Ring,Buna 70, 2-012 | 1524 | 0 | 0.02 | 0.009
052973732 | Raw,Chem, 2-Nitrophenyl Octyl Ether | 8.063 | 0 | 6.26 | 6.26
05290070 | Raw,Chem, Tridodecylmethylammonium Nitrate, 1 G bottle | 0.494 | 0 | 650 | 650
V-7100-3B | Elec,pH,DJ,TuffTip,12mmX110mm,SPR | 1 | 187.73 | 27.151 | 27.151 | PROX Lab
33223048Y | Raw,Wire,C-50, Hook-up, Yellow 28 ga, PVC coating | 80 | 0 | 0.715 | 0.715
33223048G | Raw,Wire,Hook-up,Green 28 ga. PVC coating | 1685 | 0 | 0.036 | 0.036
33223048OR | Raw,Wire,C-51, Hook-up, Orange 28 ga, PVC coating | 100 | 0 | 0.715 | 0.715
00390100 | Raw,Barstock, Ryton 1"dia, Virgin Ryton | 0 | 0 | 60.95 | 60.95
44130035 | Foam,Insert for fermentation box,35"L x 6"W x 2-3/4",w/slit | 59 | 0 | 4.68 | 4.68
KVL-174-2B | Elec,Antimony Billet,T/L,tapered to 16mm,Simriz o-rings | 1 | 501.76 | 83.945 | 70.224 | PROX Lab
35812-42 | Elec,Sodium,DJ,#NA71508-003B,Refillable,Epoxy | 0 | 60.96 | 31.73 | 31.73 | PROX Lab
1906644-10H | Elec,Platinum,DJ,T/L,SPR | 0 | 324.09 | 44.854 | 51.573 | Lab-Ovh
6922703-BJV01 | Elec,Combo,PH,DJ, GX-1Flat, CPVC, 3K, Taper (signet) F/BNC | 0 | 238.68 | 89.5 | 89.5
00031440 | Raw,Pipe, CPVC 1/4", sch 40 gray | 135 | 0 | 1.58 | 1.58
00190049 | Raw,Tubing,SS 316L, .750"OD x .049"Wall,seamless,bright anne | 110 | 0 | 12.48 | 12.48
77330335 | Raw,Temperature Compensator for Aquatrac project | 170 | 0 | 0.56 | 0.56
2010456S-40 | Acce,Cable,4 Pin DL to Hanked,40' Length,L/N &2Conductor,S=Z | 0 | 313.05 | 31.214 | 26.879 | Lab-Ovh
A-2001-10H | Elec,pH,TB551,X-VD,DJ,SPR,3Kohm,Kynar/Viton | 0 | 0 | 19.63 | 5.424
16100015 | MRO,Tooling,Cutting Wheel 14" Dia x 1/16"thick,Soft Carbide | 108 | 0 | 20.07 | 20.07
70502101 | Temp Comensator 5k ohm, used w/Pulsafeeder | 3 | 0 | 3.75 | 3.75
WHA-2000 | Elec,Waterhardness,#WHA1505-002T,12mmX110mm,Sealed Ref | 0 | 206.95 | 45.901 | 45.901 | PROX Lab
573V526A-003A | Elec,pH,X-V,SJ,12x115mm,Amber body,White Stamp,BNCw/heatshri | 0 | 0 | 15.773 | 3.98
00112500 | Raw,Barstock, Kynar 2-1/2"OD, natural color | 0 | 0 | 155.98 | 155.98
00370101 | Raw,Cust, Body,Main Holder w/hole | 8617 | 0 | 0.462 | 0.42
00370301 | Raw,Cap, Cust Cap, Rubber Strain Relief | 10960 | 0 | 0.407 | 0.37
00370901 | Raw,Cust, Ring Nut, Gray Plastic | 9947 | 0 | 0.462 | 0.42
ELH-104 | Elect,Cond,K=1.0,Graphite,12x110mm,10K ther,#2731312-34-10T | 1 | 75.64 | 26.539 | 0 | PROX Lab
COLE-287 | Elec,Cond,K=1.0,Graphite,3/4"MPT CPVC,PT100,#1921303-31-60T | 0 | 0 | 11.907 | 2.207
PH4V770-S7 | Elec,pH,X-VD,DJ,Refill,Sleeve Junction | 0 | 0 | 30.534 | 25.422
CHEMA-049 | Elec,Plat,DJ,12mmX80mm,Glass,#2779878-015B | 0 | 0 | 22.268 | 8.359
CELLBIO-005 | Acce,Delrin insert for CELLBIO-003, with ring | 0 | 0 | 1.638 | 0.252
86309 | Elec,pH,XVD,SJ,#573V528RA1-3BU,12x115mm,Epoxy,30K,Refill | 0 | 0 | 5.95 | 1.699
64-00726-51 | Acce,Cable,3FT,RG174 Low Noise,SNC to BNC,Peco #9001041-008B | 0 | 17.64 | 13.912 | 5.409 | Lab-Ovh
35805-62 | Elec,pH,FS-5,SJ,#5735526R-003B,12x115mm ,Refill | 3 | 36.74 | 25.167 | 19.138 | PROX Lab
WJF-173 | Elec,pH,XVF,DJ,3/4"MPT Ryton,Ceramic Tuff Tip,#V-AV100-10B | 0 | 0 | 17.633 | 2.019
NA71501-140-3A | Elec,Sodium,Mono,12mmX140mm,Glass Body | 0 | 0 | 0.466 | 0.107
957ND-130-VD | Sub,pH,SJ,VD,12x130mm Length,2ceramic Wick .04,Thick Wall | 2 | 0 | 5.322 | 0.115 | Lab-Ovh
PH-X570373TE | Elec,pH,X-2F,DJ,#5703734T-S8,12x110mm,Tuff-Tip,Ultem | 0 | 0 | 0.686 | 0.32
APPLIKON-004 | Elec,pH,XV,DJ,12x75,Glass,1.4"Cap,DoublePolymer,W/Guard,Note | 0 | 0 | 7.663 | 2.034
C32-026-CD | Sub,Cable,CD,C32,26 Feet,See Note | 11 | 0 | 10.477 | 6.008
33393355-G | Raw,Ryton Insert,Molded w/Guard,PPS Material Only | 0 | 0 | 1.1658 | 1.1658
33390019-G | Raw,Ryton Insert,Molded w/Guard,R-7-120w/Graphite(conductive | 1000 | 0 | 2.5 | 2.5
22320003 | Raw,Bushing,White Silicone,0.100"OD x0.106"L,+/-.005" Tolera | 4000 | 0 | 0.2 | 0.2
V-51AE-20H | Elec,pH,X-VD,DJ,1"MNPT Kynar,Open Junct,1000ohm,PT SolG | 4 | 0 | 23.004 | 12.084
C13-026-WK | Sub,Cable,WK,C13,26 Feet,See Note | 0 | 0 | 22.341 | 22.341 | Lab-Ovh
310450NB | Sub,Ag Wire,.01" Diameter,450mm Length,AgCl Dip | 0 | 0 | 0.503 | 0
ATT5-410 | Sub,TestTube | 0 | 0 | 0 | 0
7740AAV-BK | Sub,pH,DJ,BK,12x120mm Leave Long Internal, 3.6mm ID, | 0 | 0 | 0.081 | 0.037
SI1R1V2A-080-VF | Sub,Stem,pH,DJ,VF,080mm Length | 40 | 0 | 0.01 | 0.008
7591AA-2D | Sub,pH,SJ,2D,12x090mm Length | 18 | 0 | 0.047 | 0.047
7592AT-080-VD | Sub,pH,SJ,VD,12x080mm Length | 0 | 0 | 0.047 | 0.017
7791AA1-BD | Sub,pH,DJ,BD,12x090mm Length,.202 Int. | 76 | 0 | 0.058 | 0.038
7440A6B-120 | Sub,MonoReference,12x120mm Length,1Wick0.08 | 0 | 0 | 0.11 | 0
2715AAUV | Sub,Combo,pH,DJ,SilverBullet,12x085mm Length,VLPC 3.6mmID | 0 | 0 | 0.055 | 0.027
7503AA-5 | Sub,pH,SJ,5,Internal for12mmFreeFlow,VLCP,3.6mmID,.125" Dis | 3 | 0 | 13.844 | 0
7740AAV-1F | Sub,pH,DJ,1F,12x120mm Length, 3.6mm ID, .700" distance | 0 | 0 | 0.081 | 0.037
86303 | Elec,pH,SJ,XVD,12mmX110mm,Sealed Reference,#577V593-003B | 1 | 64.42 | 21.015 | 21.631 | PROX Lab
PH4V7C0-S7 | Elec,pH,DJ,XVD,12X110mm,SleeveJunction,LiCl(Methanol Base) | 0 | 0 | 30.534 | 25.422
13-620-285G | Raw Assembly,Glass Straight Internal for 13-620-285 | 800 | 0 | 4.95 | 4.5
13-620-183G | Raw Assembly,Glass Bent Internal for 13-620-183 | 2532 | 0 | 6.6 | 6
13-620-223G | Raw Assembly,Glass Bent Internal for 13-620-223 | 956 | 0 | 6.6 | 6
PH4V770E-3RU | Elec,pH,DJ,XVD,12X110mm,SleeveJunction,PT1000 | 0 | 0 | 30.338 | 25.367
S060X | Elec,Plat,SJ,12x110mm,Refillable,#5779601-S7 | 0 | 0 | 30.626 | 6.206
S050X | Elec,Plat,SJ,12mmX115mm,Epoxy Body,#5739602-S7 | 0 | 0 | 28.987 | 14.573
WJF-174 | Elec,pH,MKIA,XVD,DJ,SPR,PT100,Kynar/Viton,#V-320B-20H | 0 | 0 | 131.31 | 0
PROM-018 | Elec,pH,DJ,XVF,3/4MPT CPVC,PT100,Vario Pin,#V-BV10B-VPI | 1 | 150.01 | 35.804 | 26.831
ATT5-085 | Sub,TestTube,3.68mm(.145") X 085mm Length | 1467 | 0 | 0.466 | 0.466 | Lab-Ovh
C2-007-WH | Sub,Cable,WH,C2,7 Feet,See Note | 0 | 0 | 5.402 | 0
YVL26A0011 | Elec,Double Plat,SJ,12X110mm,Glass body,#790P640-34H | 3 | 147.71 | 63.624 | 45.311 | Lab-Ovh
00190060 | Raw,Tubing,SS 316 Seamless,1-1/4"ODx.035"wall(1.18"ID)ShinyF | 760 | 0 | 32 | 32
ATT5-165 | Sub,TestTube | 39 | 0 | 0.007 | 0.008
YVL06A0011 | Elec,Plat,DJ,12x110mm,Glass,#7906640-S7-85 | 0 | 56.21 | 5.349 | 0.344
15070114 | Valve,Ball 316SS,1-1/2"Threaded,Full Port,1000#,Lever Handle | 10 | 374.5 | 99.43 | 99.43
00190101 | Fitting,SS316,Compression,1-1/2"Male P x 1-1/4"Tube | 0 | 0 | 118.45 | 118.45
S5701-210-BD | Sub,pH,DJ,BD,AutoClaveAble,210mmALength | 0 | 0 | 0.082 | 0.044
B7792-120-2D | Sub,pH,DJ,2D,NoBulb,AutoClaveAble,120mm"A"Length,Refill | 0 | 0 | 0.064 | 0.021
S5701-040-2 | Sub,pH,DJ,2,AutoClaveAble,040mmALength | 0 | 0 | 0.051 | 0.024
SNG-TI19373S | Elec,Copper,SJ,12x110mm,SpringLoaded,Epoxy,#CU01503-S7 | 8 | 270.61 | 24.803 | 8.02 | PROX Lab
2520AA4V-2 | Sub,pH,SJ,2,9.5x120mm,Fisher Style | 0 | 0 | 0.028 | 0.026
4701AAV-130-VD | Sub,pH,DJ,VD,VLPC,3.6mmID,.700"Distance,130mm length | 0 | 0 | 0.049 | 0.022
4750AV-2D | Sub,pH,DJ,2D,12mm,6mmTip,Annular Junction | 0 | 0 | 0.054 | 0.02
5501AV-110-2 | Sub,pH,SJ,2,Fisher Style,6x110mm Length | 0 | 0 | 0 | 0
6501AV-025-X | Sub,8x025mm,Reduced Tip,ISO,Spear Tip | 0 | 0 | 0.044 | 0.018
6507AV-055-2 | Sub,pH,SJ,2,8x055mm,Fisher Style | 0 | 0 | 0.016 | 0.011
6507AV-115-2 | Sub,pH,SJ,2,8x115mm,Fisher Style | 0 | 0 | 0.059 | 0.029
SNG-TI19390 | Elec,Iodide,SJ,12mmx110mm,Spring Loaded,#I001503-DL | 0 | 0 | 7.36 | 1.058
C13-010-WL | Sub,Cable,WL,C13,10 Feet,See Note | 0 | 0 | 10.723 | 10.723 | Lab-Ovh
SI1L1V2A-120-2F | Sub,Stem,pH,2F,120mm Length | 0 | 0 | 0.014 | 0.008
VLC-1L0274B | Raw,Housing,Conductivity Electrode | 118 | 0 | 5.89 | 5.89
WJF-176 | Elec,pH,XVD,DJ,SPR,PT1K,12X213MM,#V-000E-50H-213 | 0 | 0 | 40.515 | 19.531
RP45110-3B | Elec,Plat,SJ,12x110mm,Glass,Sealed Reference | 5 | 0 | 25.321 | 13.434
1600145 | Acce,Adapter,T/L Kynar,2" MPT, for twist-lock electrodes | 0 | 140.18 | 0 | 0.072
YOS-PH | Elec,pH,XVF,Mono,Kynar,See Drawing | 0 | 0 | 1.213 | 0.374
YOS-REF | Elec,Ref,Mono,Kynar,See Drawing | 0 | 0 | 1.203 | 0.386
YOS-NH4 | Elec,Ammonium,Mono,Kynar,See Drawing | 0 | 0 | 9.372 | 7.978
YOS-K | Elec,Potassium,Mono,Kynar,See Drawing | 0 | 0 | 8.418 | 10.117
COLE-288 | Elec,Cond,K=1.0,Graphite,12X110mm,Flat,10K,#5731301F-34-3I8F | 0 | 0 | 18.393 | 5.638
D-P711G0J225-S7 | Elec,Oxygen,Polarographic,12mmX225mm,Glass body | 3 | 0 | 23.669 | 0
D-P715PIK120-F4 | Elec,Oxygen,Polarographic,12MM SS,PG13.5 Fitting,22K Thermis | 0 | 0 | 55.091 | 21.979
D-P715PIK220-F4 | Elec,Oxygen,Polarographic,12MM SS,PG13.5 Fitting,22K Thermis | 0 | 0 | 0 | 0
P8362/TC10B | Elec,pH,DJ,XVF,3/4"NPT Ryton,Teflon Tuff Tip,#V-AV20B-10BH | 0 | 0 | 31.806 | 0.313
P8362/TC20B | Elec,pH,DJ,XVF,3/4"NPT Ryton,Teflon Tuff Tip,#V-AV20B-20BH | 1 | 67.36 | 44.339 | 42.911 | Lab-Ovh
AREF55N-215 | Sub,Mono,Reference, 215mm Length | 0 | 0 | 0.148 | 0
C32-060-TC | Sub,Cable,TC,C32,60 Feet,Strip and Tin,Cable:99030045 | 0 | 0 | 14.912 | 0
44003688 | PNS,Box, Shipping Box, 36 x 8 x 8 Double Wall Corrugated | 75 | 0 | 3.3 | 3.3
YVL05A0141 | Elec,pH,X-VD,DJ,12x110mm,PT100,RFL,PTSolGrnd,#V-0P0B-10H | 0 | 117.56 | 44.649 | 25.719
YVL75A0012 | Elec,Chloride,DJ,12mmx110mm,refill,Glass Body,#CL01502-003B | 6 | 133.5 | 30.787 | 30.787 | PROX Lab
KF46001-S7-80 | Elec,Double Plat,KarlFisher,12X80mm from Ground joint,Glass | 0 | 0 | 0 | 0.2
2010683S-26 | Acce,Cable,Adapter,Wrng FBNC/MMolex-MBNC/FMolex,S=ZV cable,2 | 0 | 113.4 | 18.95 | 16.446 | Lab-Ovh
SI1L1V2A-090-V | Sub,Stem,pH,DJ,V,090mm Length | 0 | 0 | 0.013 | 0.007
SI1L1V2A-090-2 | Sub,Stem,pH,2,090mm Length | 0 | 0 | 0.013 | 0.007
D-G064VBJ-16T | Elec,Oxygen,Galvanic,Zinc,AG Canode,PT100 | 0 | 0 | 0 | 0
SI1L1V1A-125-5F | Sub,Stem,pH,5F,125mm Length | 148 | 0 | 0.014 | 0.014
458P-8-3H | Acce,Cable,Detachable Kynar,455,456,457,458,RMT 54,1050,2054 | 0 | 0 | 0 | 0.07
COLE-290 | Acce,Blind Plug,Twist Lock,Ryton | 0 | 81.05 | 3.202 | 2.242
COLE-292 | Elec,pH,X-VD,DJ,T/L,TC 100 ohm,Kynar Insert,SPR,#V-120B-F | 0 | 0 | 8.101 | 1.123
5993-86 | Acce,Adapter,T/L Kynar 3/4" MPT for twist-lock,#1600142 | 0 | 47.38 | 0 | 0.072
ISTEK-322 | Elec,pH,DJ,XVD,12X110mm,SleeveJunction,#PH4V770-3B | 0 | 187 | 51.558 | 42.843 | PROX Lab
I-1000-10S7 | Elec,pH,DJ,XVD,12x120mm,Washer and Teflon | 0 | 0 | 21.131 | 3.256
V-0000-10HSP | Elec,pH,Spinning Cap,X-VD,DJ,SPR,No TC,12x110mm | 3 | 0 | 10.236 | 2.288
YVL05A0081 | Elec,pH,XVD,DJ,12x85mm,Dual wick,NaCl Polymer,Glass,Sealed | 4 | 62.58 | 6.619 | 6.388
CHEMA-050 | Elec,Plat,DJ,3/4"NPT,PT100,#V-B910B-15BH | 0 | 0 | 31.707 | 15.146
95D-115-VD | Sub,pH,SJ,VD,12x115mm Length,Ferm,Thick Wall | 30 | 0 | 0.121 | 0.101
R001041-475 | Solu,Reference,Sodium,0.1M NH4Cl, 475mL | 0 | 0 | 2.162 | 0
R001015-475 | Solu,Reference Fill,KNO3 10% Liquid,475ml | 0 | 0 | 2.162 | 0
310100NB | Sub,Ag Wire,.01" Diameter,100mm Length,AgCl Dip | 0 | 0 | 0.203 | 0
TOPAC-032 | Elec,pH,XVD,DJ,PT1000,3/4"MPT Kynar w/Grd,PTSolG,#V-410E-20H | 0 | 0 | 45.828 | 17.367
TOPAC-033 | Elec,pH,XVF,SJ,Sealed Reference,Epoxy,#PH7T130-3B | 0 | 0 | 6.584 | 2.683
YVL72B0021 | Acce,Flow Cell,High Purity(notes),#KVL-112A | 0 | 187.35 | 65.56 | 65.56
63052352 | Acce,Adapter,F/BNC to LEMO V,#8001061-V | 0 | 111.51 | 32.513 | 32.513 | Lab-Ovh
7593ADN-095 | Sub,Plat,SJ,12x095mm Length | 0 | 0 | 0 | 0
2405ABV-055 | Sub,MonoReference,SJ,10x055mmLength,14/15GJ,Refill | 4 | 0 | 16.688 | 16.688
AREFC3-075 | Sub,Mono,Reference,Calomel, 75mm L | 1 | 0 | 0.002 | 0.002
C13-010-WK | Sub,Cable,WK,C13,10 Feet,See Note | 0 | 0 | 8.231 | 0
7596AQM | Sub,Double Plat,SJ,12x120mm Length | 6 | 0 | 36.246 | 36.246 | Lab-Ovh
C27-034-HA | Sub,Cable,HA,C27,34 Feet,Connector:77280014,Cable:99030043 | 8 | 0 | 13.899 | 12.389 | Lab-Ovh
C2-003-WI | Sub,Cable,WI,C2,3 Feet,See Note | 0 | 0 | 6.098 | 6.098 | Lab-Ovh
44340001 | Raw,Molded Cap,Black Delrin use for 1/2 Housing and T/L | 3070 | 0 | 0.1956 | 0.195
CYCLOPS-211 | Acce,Cable,RG174 Low Noise,DL to BNC,#9001071-030BB | 0 | 0 | 17.882 | 4.593
WJF-177 | Elec,pH,XVF,DJ,3/4"MPT CPVC,Ceramic,#V-BV300-10B | 0 | 0 | 6.257 | 2.021
TOPAC-034 | Elec,pH,GXV,SJ,6x155mm,Epoxy Body,Sealed,#PH6VA10-3B-155 | 0 | 0 | 6.457 | 3.003
99001077EB-375 | Acce,Cable,TPR Cable,AmplifierBuilt In with BNC & MoldexConn | 0 | 0 | 685.165 | 369.396
86300 | Elec,pH,SJ,XV,#573V503-003BB,SpringLoaded,Phree-Flow,BNCBoot | 1 | 138.95 | 69.894 | 27.602 | Lab-Ovh
SI1R1V2A-120-VD | Sub,Stem,pH,VD,120mm Length | 0 | 0 | 0.001 | 0.00122
SI1J1V2KM-065 | Sub,Stem,ORP,PlatDisk,065mm Length | 0 | 0 | 1.151 | 3.017
AREFA2-073 | Sub,Mono,AgCI,Reference,073mm length | 0 | 0 | 0.903 | 0.002
22071203 | Raw,O-Ring,EPDM Black,12mm ID x 3mm C/S, 70 Duro | 3170 | 0 | 0.19 | 0.19
63052353 | Elec,Silver,DJ,#5270801G-S7,Refillable,R001015-30,Syringe | 1 | 138.47 | 72.753 | 28.326 | PROX Lab
577130234010I7J | Elec,Cond,K=1.0,Plat,12mmX110mm,10K Ther,Jenway Wiring | 0 | 0 | 16.41 | 0
V-700B-F | Elec,pH,X-V,DJ,12x115mm,Epoxy,PT 100 ohm,RFV,Guard,Sealed | 0 | 0 | 5.646 | 1.91
00220007 | Raw,Tubing,PVC 3/4"pipe,sch 40, Gray Color | 128 | 0 | 1.82 | 1.82
V-400E-VPR | Elec,pH,X-VD,DJ,TC 1000 ohm,3/4"MPT Kynar w/Grd,SPR | 1 | 534.75 | 50.384 | 43.687 | PROX Lab
2010VPR-PT-50H | Acce,Cable,Vario pin connector to Hank,Rosemount wiring,50' | 0 | 0 | 77.969 | 0
RP7DEP0-3B | Elec,Plat,DJ,12x110mm,Epoxy,Tuff Tip | 0 | 0 | 24.029 | 6.186 | Lab-Ovh
5993-16 | Elec,pH,XVB,SJ,3'ABS Submersion Pipe,PT1K,#3983501-010TV10 | 1 | 122.3 | 83.833 | 60.97
ISTEK-323 | Acce,Membrane,replacement,19 and 25 body,#M0500P1-M1 | 0 | 0 | 8.048 | 0
PH-X67735831 | Elec,pH,X-2,SJ,12x110mm,Long Cap,#6773583-3B | 0 | 0 | 4.068 | 1.172
A-1071-20BT | Elec,pH,X-VF,DJ,TB557,Teflon Tuff Tip,3K | 0 | 0 | 4.106 | 1.239
ISTEK-324 | Elec,pH,XV,DJ,12x115,PT1K,Guard,WaterProof,#V-700ES-30BRCA | 0 | 0 | 6.112 | 1.924
PH3V270-3B-120 | Elec,pH,XVD,DJ,6x120mm,Epoxy,Sealed Reference | 4 | 167.19 | 6.893 | 3.884
PH6V270-3B-60 | Elec,pH,XVD,DJ,6x60mm,Epoxy Body,Sealed | 0 | 0 | 4.876 | 2.319
S051B | Elec,Plat,DJ,12x110mm,Epoxy,Teflon,Tuff Tip,#5739834T-003B | 0 | 0 | 18.627 | 6.691
V-B110B-50H | Elec,pH,DJ,XVF,3/4"MPT,PT100,Ceramic,Tuff Tip,Sol. Ground | 0 | 0 | 65.265 | 33.784
V-A210B-20MF6 | Elec,pH,X5F,DJ,3/4"MPTRyton,PT100,Ceramic tuff tip,Sol. | 0 | 451.57 | 77.031 | 73.102 | Lab-Ovh
SAMPLE-201 | Elec,Plat Wire,Epoxy,SJ,Sealed,S8 SpinningCap,#RP7C110-10BSP | 0 | 0 | 4.741 | 4.741
SAMPLE-205 | Elec,Plat Wire,SJ,Glass,S8 SpinningCap,Sealed,#RP4C110-10BSP | 0 | 0 | 12.013 | 18.05
SI1J1V1KM-115 | Sub,Stem,ORP,PlatDisk,115mm Length | 0 | 0 | 4.1 | 2.975 | Lab-Ovh
SAMPLE-203 | Elec,Plat Wire,SJ,Epoxy,Guarded,Soaker Bottle,#RP7C110-010B | 0 | 0 | 13.146 | 4.803
C13-020-WK | Sub,Cable,WK,C13,20 Feet,See Note | 0 | 0 | 15.548 | 0
SAMPLE-005 | Elec,pH,SJ,XVD,Epoxy,Guarded,Soaker Bottle,#PH7V110-10B | 0 | 0 | 9.097 | 3.635
SAMPLE-206 | Elec,Gold Disk Delrin,DJ,Ceramic,Tuff Tip,#RP7CE30-3B | 0 | 0 | 88.72 | 22.829
95DBNN-235 | Sub,ThickWall,PlatBand11252507,12mmx235mmLength | 0 | 0 | 15.744 | 5.966
PAS-007 | Elec,Silver,DJ,12x110mm,Epoxy Body,#RP78270-S7,See Drawing | 3 | 78.89 | 38.761 | 38.761 | Lab-Ovh
PAS-008 | Elec,Silver,SJ,12x110mm,Epoxy Body,#RP78110-S7,See Drawing | 1 | 74.6 | 49.035 | 49.035 | PROX Lab
PAS-010 | Elec,pH,XVD,12x110mm,Epoxy Body,#PH7V110-S7 | 4 | 47.53 | 19.712 | 19.712 | Lab-Ovh
PAS-009 | Elec,Gold Wire,SJ,12x110mm,Epoxy Body,#RP73110-S7 | 12 | 87.88 | 41.755 | 41.755 | Lab-Ovh
MC-304-151 | Cap,Black Ultem,Srain relief | 0 | 0 | 1.241 | 1.1108
025IP26-220-08 | Elec,Oxygen,Polarographic,19mmx220mm,IngoldTC | 1 | 0 | 0 | 0
00300214 | Raw,Barstock,Delrin(Acetal)Black 2-1/4"Dia | 0 | 0 | 13.79 | 13.79
V-AV201-10BH-28 | Elec,pH,XVF,DJ,3/4"NPT,Ryton,3K,TeflonTuffTip,28mm Insertion | 0 | 0 | 32.404 | 1.24
AREFC6-101 | Sub,Mono,Reference, 101mm Length | 0 | 0 | 0.008 | 0
AREF25N-185 | Sub,Mono,Reference | 9 | 0 | 0 | 0
CONDD3A2DN-120 | Sub,Conductivity,K=1.0,GlassBody,NewPlatBand,12x120mm Length | 0 | 0 | 14.931 | 13.702
7593AA-110-VD | Sub,pH,SJ,2,12x110mm Length | 9 | 0 | 2.358 | 2.239 | Lab-Ovh
SI1R1V1A-100-VF | Sub,Stem,pH,VF,100mm Length | 85 | 0 | 0.809 | 0.012 | Lab-Ovh
15380030 | MRO,Syringe, Plastic B&D, 30ml, Luer-Lok | 0 | 0 | 0.3798 | 0.3798
7791A7A-095-VD | Sub,pH,DJ,VD,12x095mm Length,2Wick | 0 | 0 | 0.154 | 8.145
YVL75A0161 | Elec,Nitrate,Mono,12mm PVC,High pressure | 1 | 118.56 | 14.203 | 14.47
YVL75A0171 | Elec,Ammonium,Mono,12mm PVC,High pressure | 0 | 121.51 | 16.16 | 16.61
C18-003-MH | Sub,Cable,MH,C18,3 Feet | 0 | 0 | 12.071 | 4.14 | Lab-Ovh
SI1J1V2L-090 | Sub,Stem,DJ,pH,NB,090mm Length | 0 | 0 | 0.007 | 0
YVL72A0021 | Acce,Cable,4 pin DL to Stripped and tinned,#9001095S-100T | 0 | 159.11 | 86.899 | 100.721 | Lab-Ovh
7503AAV-135-VD | Sub,pH,SJ,VD,for12mmFreeFlow,VLCP,3.6mmID,.125"Distance. | 0 | 0 | 16.284 | 12.374 | Lab-Ovh
201150 | Acce,Cable,SN6 to BNC,RG174 Low Noise,#9001041-002B | 0 | 0 | 5.231 | 4.573
C29-003-WV | Sub,Cable,WV,C29,3 Feet, See Note | 0 | 0 | 3.804 | 4.195
PH6V270-3B-120 | Elec,pH,XVD,DJ,6x120mm,Epoxy Body,Sealed | 0 | 0 | 5.716 | 3.027
22072216 | Raw,O-Ring,EPDM 2-216, 70 Duro | 0 | 0 | 0.26 | 0.26
WJF-179 | Elec,pH,DJ,XVD,12X110mm,Refillable,Glass,#577V701-003B | 9 | 78.46 | 10.338 | 1.933
44340015 | Raw,Bulb Cap, Gray Color .562"ID x 1.5"L | 1543 | 0 | 0.16 | 0.16
00111500 | Raw,Tubing,Kynar Natural,1.50"OD x .625"ID | 8 | 0 | 82.9 | 82.9
00111350 | Raw,Tubing,Kynar Natural,1.350"OD x 1.050"ID | 40 | 0 | 22.5 | 22.5
00210875-N | Raw,Barstock,Ultem Natural .875"OD | 5 | 0 | 12.46 | 12.46
ATT5-130 | Sub,TestTube | 0 | 0 | 0.005 | 0
00030515 | Raw,Tubing,CPVC .750"OD x .515"ID | 0 | 0 | 3.62 | 3.58
00200480 | Raw,Tubing,Teflon 0.735"OD x .480"ID | 0 | 0 | 6.12 | 6.12
00360250 | Raw,Barstock,Kel-F 1/4" (.250")OD | 12 | 0 | 9.6 | 9.6
00221080 | Raw,Tubing,PVC,Clear Pipe 1" sch 80 | 0 | 0 | 5.4 | 5.4
00220218 | Raw,Barstock, PVC 2-1/8"OD | 0 | 0 | 6.25 | 6.25
00220114 | Raw,Barstock,Gray PVC 1-1/4"OD | 3 | 0 | 3.51 | 3.51
00221000-C | Raw,Barstock, PVC Clear 1.00"OD | 0 | 0 | 5.25 | 5.25
00220400 | Raw,Barstock, PVC .400"OD | 0 | 0 | 6.1 | 6.1
00191516 | Raw,Barstock, SS316, 15/16"OD | 24 | 22.78 | 25.11 | 25.11
00191316 | Raw,Barstock, SS316, 13/16"OD | 12 | 0 | 24 | 24
00191116 | Raw,Barstock, SS316 1-1/16"OD | 0 | 0 | 23.5 | 23.5
00190580 | Raw,Barstock, SS316 , 5/8"OD | 6 | 0 | 17.5 | 17.5
00197500 | Raw,Tubing,SS316, .750"OD x .500"ID x .125"wall,Seamless | 6 | 0 | 23 | 23
00196254 | Raw,Tubing,SS 316,.625"OD x..495"ID x.065"w,Bright Annealed, | 585 | 0 | 13.5 | 13.5
00191300 | Pipe, SS316, sch.40, 1.300"OD x 1.030"ID | 0 | 0 | 11.29 | 11.29
00191250 | Raw,Tubing,SS316, 1.250"OD x 1.100"ID (see part no. 00190060 | 0 | 0 | 34.72 | 34.72
00190669 | Raw,Tubing, SS316, .669"OD x .415"ID | 0 | 0 | 7.49 | 7.49
00190058-H | Raw,Barstock, SS316, Hex Bar 5/8" size | 0 | 0 | 12.44 | 12.44
00190916-H | Raw,Barstock, SS316, Hex Bar 9/16"size | 0 | 0 | 14.72 | 14.72
00195049 | Raw,Tubing,SS316, .500"OD x .049"wall | 0 | 0 | 7.72 | 7.72
00020500 | Raw,Barstock,Brass .500"OD | 6 | 0 | 15.4167 | 15.4167
00020875 | Raw,Barstock,Brass .875"OD | 0 | 0 | 40.13 | 40.13
00120625 | Raw,Barstock,Aluminum .625"OD | 16 | 0 | 10.49 | 10.49
00120500 | Raw,Barstock,Aluminum .500"OD | 3 | 0 | 2.19 | 2.19
00120112 | Raw,Barstock,Aluminum Flat Bar 1-1/2" | 0 | 0 | 13 | 13
00120114 | Raw,Barstock,Aluminum Flat Bar 1-1/4" x 5/8"thick | 0 | 0 | 12.63 | 12.63
00120202 | Raw,Barstock,Aluminum Angle"V"Bar 2"x 2"x 3/16"thk x 4 ft L | 0 | 0 | 3.7 | 3.7
11110116 | Raw,Barstock,Titanium 1/16"OD | 18 | 0 | 48.69 | 20.67
00040078 | Raw,Barstock,Hastaloy C, 7/8"OD | 0 | 0 | 100.19 | 100.19
00410038 | Raw,Barstock,Acrylic Clear 3/8"OD (Cast Acrylic) | 72 | 0 | 3.09 | 3.09
00411038 | Raw,Barstock,Acrylic Clear 1-3/8"OD | 0 | 0 | 9.5 | 9.5
00411014 | Raw,Barstock,Acrylic Clear 1-1/4"OD | 0 | 0 | 7.16 | 7.16
35805-65 | Elec,pH,FS-5,SJ,6x106mm,Red Epoxy,Sealed,#5535502-106-3B | 0 | 62.62 | 34.87 | 5.804 | PROX Lab
7593AI | Sub,pH,SJ,PLat. Wire,12x120mm Lengrh | 0 | 0 | 6.425 | 3.054
C32-003-BF | Sub,Cable,BF,C32,3 Feet,See Note | 0 | 0 | 2.91 | 2.872 | Lab-Ovh
77023506 | Raw,Connector,6 pin Din,Cable Mount,Amphenol | 5 | 0 | 8.15 | 8.15
C18-003-DJ | Sub,Cable,DJ,C18,3 Feet, See Note | 0 | 0 | 9.558 | 9.558
SI1L1V1B-120-VD | Sub,Stem,pH,VD,120mm Length | 30 | 0 | 0.807 | 0.807
ATT6EM-100 | Sub,TestTubeWithSmallPlat. Band | 7 | 0 | 14.591 | 14.591 | Lab-Ovh
SI1N1V2M-120 | Sub,Stem,pH,DJ,GoldDisk,120mm Length | 0 | 0 | 78.063 | 0
SI1L1V1V-120 | Sub,Stem,pH,Gold Wire,120mm Length | 0 | 0 | 26.183 | 26.183 | Lab-Ovh
7540AAV-BF | Sub,pH,SJ,BF,12x120mm Length,Annular Junction | 0 | 0 | 0.074 | 0
SNG-PA0360 | Elec,Ammonia,12mmX110mm,Delrin Body,#NH31501-X18Z | 2 | 244.93 | 43.969 | 30.883 | PROX Lab
SNG-TI21076 | Solu,RefFill,125mL,4M KCl/AgCl Saturated Liquid,#R001011 | 0 | 11.36 | 2.546 | 1.093
SNG-TI19381 | Elec,Fluoride,SJ,12x110mm,Spring loaded,Epoxy,#F001503-DL | 1 | 280.03 | 51.437 | 53.184 | PROX Lab
67430003 | Raw,Decal Set,for Trnsmitter Stratos,2 pc set,.010"ClearPoly | 704 | 0 | 2.47 | 2.47
PROM-021 | Elec,pH,X-5,DJ,12x80mm,2772719-5DLGSP | 0 | 140 | 7.646 | 1.098
63052333 | Elec,pH,DJ,X-2,Ground Joint,Double Refill,#5273706G-S7 | 0 | 0 | 22.747 | 18.539
SNG-TI19659 | Acce,Cable,3F,Detachable,RG174 L/N DL to typ "F",#9001071 | 0 | 135.39 | 42.67 | 45.961
COLE-294 | Elec,pH,DJ,XVF,3/4"MNPT Ryton,CerFlush,PT1K,#196V757-30HV10 | 0 | 0 | 4.639 | 0
310340NB | Sub,Ag Wire,.01" Diameter,340mm Length,Anodized & AgCl Dip | 0 | 0 | 0.389 | 0.178
310160NB | Sub,Ag Wire,.01" Diameter,160mm Length,Anodized & AgCl Dip | 0 | 0 | 0.203 | 0
ER6G-130 | Sub,Epoxy,Red,6mmODx.180"IDx130mm Length, SlotGuard | 0 | 0 | 1.651 | 0
ER6G-070 | Sub,Epoxy,Red,6mmODx.180"ID 070mm Length, SlotGuard | 0 | 0 | 0.887 | 0
I-11AB-F6 | Elec,pH,XVD,DJ,12X120mm,Open Junction,PT100,PT(Solgrnd) | 0 | 0 | 16.654 | 7.693
DOW-012 | Elec,pH,DJ,XVD,61x75"x.840,CPVC,PT1K,Wick,4PINF,43"f | 0 | 0 | 0 | 0
ECHEM-026 | Elec,Cyanide,DJ,12x110mm,Refillable,Epoxy,#CN01508-003B | 0 | 0 | 41.124 | 0
00110626 | Raw,Barstock, Kynar natural, .625" (5/8") | 208 | 0 | 8.72 | 8.72
44001434 | Label,Honeywell for shipping,2"x 0.375L,2mil,GlossWhite,roll | 11000 | 0 | 0.032 | 0.032
C2-020-UN | Sub,Cable,UN,C2,20 Feet,See Note | 0 | 0 | 15.197 | 13.19 | Lab-Ovh
SNG-TI77591 | Acce,Adapter,Female R to Male BNC,#8001086-B | 0 | 57.05 | 19.397 | 19.316 | Lab-Ovh
SNG-TI22099 | Solu,IonicStrngthAdjuster I,Fluoride,TISAB 1,#F00IS01 | 0 | 0 | 2.562 | 0
SNG-TI22102 | Solu,total ISE adjuster,1 gal. bottle Tisab 2#F00IS02 | 0 | 37.98 | 1.996 | 5.034
1606645-X18B | Elec,Plat,DJ,1/2" Housing,Epoxy Body | 0 | 0 | 30.048 | 13.059
VA201B-PH-0 | Analyzer,VLC,StratosPro,Class1Div2,Analog,pH/ORP,2Wie | 4 | 4265.84 | 2341.472 | 2341.472 | Lab-Ovh
VA201B-CONDI-0 | Analyzer,VLC,StratosPro,Class1Div2,InductiveConduct, | 3 | 4182 | 2109.507 | 2109.624
VA201B-COND-0 | Analyzer,VLC,StratosPro,Class1Div2,Conductivity,2Wire | 0 | 4265.84 | 2341.472 | 2341.472 | Lab-Ovh
VA201X-PH-0 | Analyzer,VLC,StratosPro,Class1Div1,Analog,pH/ORP,2Wir | 0 | 4182 | 2523.512 | 1841 | Lab-Ovh
VA201X-COND-0 | Analyzer,VLC,StratosPro,Class1Div1,Cond,pH/ORP,2Wire | 0 | 4182 | 2048.432 | 1841 | Lab-Ovh
VA402N | Analyzer,VLC,StratosEvo,Non-Rated,CoreUnit,4Wire,Mem | 0 | 3813.52 | 2135.012 | 1919 | Lab-Ovh
M01-023-001 | Sub,Housing,Gray Epoxy Tube W/Refill,12mmx.400"IDx120mm | 42 | 0 | 3.386 | 3.167 | Lab-Ovh
M01-024-001 | Sub,Housing,Amber,W/Refill,12mm x .400"ID x 120mm,For ISE | 68 | 0 | 2.657 | 2.657
M01-015-001 | Sub,Housing,Blue Epoxy Tube W/Refill,12mm x .400"ID x 120mm | 132 | 0 | 3.238 | 3.238 | Lab-Ovh
M01-023-002 | Sub,Housing,Gray Epoxy Tube W/Guard,12x120mm,No Refill | 21 | 0 | 1.885 | 4.719
M01-023-003 | Sub,Housing,Gray Epoxy Tube W/Guard & Refill,12x120mm | 28 | 0 | 6.516 | 1.134 | Lab-Ovh
M01-023-005 | Sub,Housing,Gray Epoxy Tube W/Refill,1508,Beckman | 0 | 0 | 2.49 | 1.5
M01-011-001 | Sub,Housing,Gray PVC Tube,1511,12mm | 463 | 0 | 0.38 | 0.35
M01-025-001 | Sub,Housing,Black Epoxy Tube,For Fluoride,1501 | 0 | 0 | 5 | 5
C2-003-IS | Sub,Cable,IS,C2,3 Feet,Din 77180223,Blk Banana 77020781 | 0 | 0 | 8.993 | 8.993 | Lab-Ovh
M01-025-002 | Sub,Housing,Black Epoxy Tube,NH3 body for CO2 | 367 | 0 | 1.735 | 0.817
M18-004-001 | Sub,Adapter,Delrin,For Phastrac 3000 Style | 11 | 0 | 3.162 | 3.162
M02-004-001 | Sub,Cap,Delrin,For S7 Connector,1503 Phree Flow | 17 | 0 | 0.37 | 0.274
M02-004-002 | Sub,Cap,Delrin,7/16-36 TPI,For NH3 | 617 | 0 | 2.5823 | 2.17
M02-004-003 | Sub,Cap,Delrin, 28 TPI. thread For NH3 | 485 | 0 | 0.153 | 0.15333
M02-004-004 | Sub,Cap,Delrin,For NH3 | 170 | 0 | 1.8564 | 1.56
M02-004-005 | Sub,Cap,Delrin,For NH3 W/ Guard | 353 | 0 | 1.8683 | 1.57
M01-015-002 | Sub,Housing,Blue Epoxy Tube W/Refill, For NA | 20 | 0 | 2.552 | 2.552
M01-015-003 | Sub,Housing,Blue Epoxy Tube No Refill, For NA | 0 | 0 | 2.527 | 1.347
M01-023-006 | Sub,Housing,Gray Epoxy Tube W/Refill(lower),1503 Ref | 29 | 0 | 2.36 | 2.36
M09-002-001 | Sub,Insert,Ryton Cap,1503,For Billet | 723 | 0 | 0.4 | 0.365
M02-004-006 | Sub,Cap,Delrin,For pHree-Flow,ISE1503 | 17 | 0 | 0.179 | 0.161
M02-008-001 | Sub,Cap,SS 316L,1501 | 0 | 0 | 5 | 5
M01-025-003 | Sub,Housing,Black Epoxy Tube,130mm,1501 | 0 | 0 | 3 | 3
M01-023-007 | Sub,Housing,Gray Epoxy Tube W/Refill,110mm,1503 | 71 | 0 | 2.36 | 1.058
M09-026-002 | Sub,Insert,Black Epoxy Cap For Membrane,1503,Fluoride | 137 | 0 | 0.5 | 0.5
22092014 | Raw,O-Ring,Buna 70, 2-014 | 2675 | 0 | 0.03 | 0.03
DESIGN-077 | Elec,Double Plat,SJ,12mmX110mm,Glass Body,#2779092-010TV12/3 | 0 | 203.66 | 57.317 | 40.677
M01-010-002 | Sub,Housing,Sensor,CPVC,Torodial Conductivity,C3254.1-010T | 0 | 0 | 15.241 | 0
M05-010-001 | Sub,Cap Plug,Insert Cap Plug CPVC,O-Ring,For Toroidal C32 | 119 | 0 | 9.14 | 9.14
S5701A-210-BD | Sub,pH,DJ,BD,AutoClaveAble,210mmALength | 9 | 0 | 0.081 | 0.081
310320NB | Sub,Ag Wire,.01" Diameter,320mm Length,Anodized & AgCl Dip | 0 | 0 | 0.365 | 0.165
M09-013-001 | Sub,Insert,Ryton Graphite,Coductive,Uses a Ceramic Junction | 0 | 0 | 3.141 | 0
M01-010-003 | Sub,Housing,CPVC,Dow Chemical,Dow-009 | 0 | 0 | 5.312 | 0
M01-001-004 | Sub,Housing,Kynar,3/4" MPT,TBI 556 Replacement,5600006G-76 | 5 | 0 | 12.37 | 7.553
55190600 | Acce,Kit,Polishing Strip 6", Zip lock bag, label | 2 | 0 | 0.566 | 0.566 | Lab-Ovh
M09-001-001 | Sub,Insert,Black Kynar,W/.325" RytonInsert,Tuff-tip,TP561K-S | 0 | 0 | 10 | 10
M09-002-002 | Sub,Insert,Ryton,W/TeflonInsert,Tuff-tip,23mmInsert,TP561T-S | 21 | 0 | 7.673 | 7.673 | Lab-Ovh
X0701017 | Solu,reference fil,4MKCl,Thin gel,125mL,#R001013G | 0 | 10.35 | 1.482 | 1.407
YVL05A0152 | Elec,pH,XVD,SJ,12X115mm,Sealed Ref,Epoxy Body,PH7V110-S8 | 4 | 34.79 | 20.826 | 21.149 | PROX Lab
M09-002-007 | Sub,Insert,Ryton,W/Ceramic Insert,Guarded,2 Hole,TP561M-3P | 178 | 0 | 3.758 | 1.856
DESIGN-078 | Elec,pH,X-VSD,DJ,3/4"MPT Ryton,3 Wire PT100,#V-AV102-10H | 0 | 0 | 16.657 | 6.884
00192112 | Tube,Needle SS304,HypoTube,.0305"OD x.0230"ID x 10 ft Long | 280 | 0 | 1.26 | 1.26
M09-002-012 | Sub,Insert,Ryton,TFE Jct, 2 Hole,Guard,.280 x .125,TP561T-3P | 9 | 0 | 4.007 | 3.976
63056428 | Elec,Lead,Mono,12x110mm,Epoxy Body,Solid State,#PB21501-S7 | 0 | 346.22 | 56.697 | 49.856 | PROX Lab
00120138 | Raw,Barstock,Aluminum 1-3/8"OD | 0 | 0 | 6.96 | 6.96
00031532 | Raw,Barstock,CPVC 15/32"OD | 174 | 0 | 1.5 | 1.5
00200315 | Raw,Barstock,Ultem Black 0.315"OD | 98 | 0 | 2.85 | 2.85
M09-002-015 | Sub,Insert,Ryton,W/TFE Insert,1 Hole,Guard,TP561T-3 | 70 | 0 | 6.456 | 7.737 | Lab-Ovh
11110018 | Raw,Barstock,Titanium 1/8"OD, Grade 2 Ra 63 | 0 | 0 | 8.73 | 8.73
M09-002-017 | Sub,Insert,RytonGraphite,TFE.Insert,1Hole.245",Grd,RC1R5N-HF | 0 | 0 | 2.775 | 7.4
M09-002-018 | Sub,Insert,Ryton,W/Cer Insrt,Grd,2Hole,28mm,TP561M-3P 28mm | 0 | 0 | 2.352 | 10
M09-002-021 | Sub,Insert, Ryton, Teflon Junction, Tuff tip, 0.325" Glass | 11 | 0 | 5 | 3.305
AREF85N-062 | Sub,Mono,Reference,062mm Length | 0 | 0 | 0.155 | 0
AREFC2-060 | Sub,Mono,Reference,.095"x060mm Length | 0 | 0 | 0 | 0
CU01502-S7 | Elec,Copper,DJ,12mmX110mm,Refill,Glass body | 2 | 513.14 | 13.39 | 9.994
CU01503-X18Z | Elec,Copper,SJ,12mmx110mm,Spring Loaded, Epoxy Body | 0 | 0 | 7.161 | 3.101
SZ1171.083 | Elec,pH,X2,DJ,12mmX95mm,DualWick,Sealed,#2773792W2-85-1BSP | 0 | 58.51 | 22.877 | 22.877 | PROX Lab
P8134-20B | Elec,pH,XVD,DJ,Guarded,3/4"NPT Ryton/Graphite,#V-C3500-20B | 1 | 67.55 | 36.329 | 31.945 | Lab-Ovh
9066-10B | Elec,Plat Wire,SJ,Glass,12x110mm,#2779685W-010B | 0 | 0 | 14.799 | 6.533
YVL75A0041 | Elec,Ammonium,DJ,12x110mm,Glass Body,Refillable,N449I80-10B | 1 | 166.79 | 21.842 | 8.644
95D-120-VD | Sub,pH,SJ,ThickWall,VD,12x120mm Length | 0 | 0 | 0.125 | 0.106
44001001 | Label,Gray, 4.72"L x 1.51"Wide | 760 | 0 | 1.2 | 1.2
44001002 | PNS,Label, pH-Electrod for PG 13.5,Processing Blue | 7000 | 0 | 0.072 | 0.072
44001003 | PNS,Label, Redox-Electrod for BNC,Processing Red | 0 | 0 | 0 | 0
44001004 | Raw,Label,Redox-Electrod for PG 13.5,Processing Red | 18214 | 0 | 0.072 | 0.07
R8294-20B | Elec,Plat,DJ,Ryton/Graphite,Notched,Ceramic,#V-C9500-20B | 0 | 127.44 | 55.596 | 46.759 | Lab-Ovh
86313 | Elec,pH,SJ,XV,StarSeries12x115mm,30k,Epoxy,#573V528A1-10BPW8 | 1 | 80.46 | 31.447 | 15.652 | PROX Lab
C75B410-30H | Elec,Cond,K=1.0,12x110mm,316SS/TFE,TC 100ohm,LB | 0 | 0 | 30.532 | 10.121
C75B210-30H | Elec,Cond,K=0.1,12x110mm,CS51 316SS/TFE,TC 100ohm,LB | 0 | 0 | 72.941 | 7.182
44002004 | Raw,Label, 1" x 1" Made In U.S.A. w/ US Flag | 2498 | 0 | 0.02 | 0.02
44002005 | Label, 1.25" x 1", W J F blue on white/Box Label | 3000 | 0.19 | 0.375 | 0.375
SZ2071.083 | Elec,Mono Plat,12X85mm,Glass,#2779192-85-1BSP | 29 | 71.44 | 33.012 | 33.012 | Lab-Ovh
YVL75A0131 | Elec,Ammonium,DJ,12x110mm,Glass Body,Sealed,SPR,#NH42604-DL | 0 | 164.4 | 48.144 | 32.35 | PROX Lab
00070241-140 | Sub,Cut,Barium, 2.41mm (.095") x 140mm (5.500") Length | 0 | 0 | 0.003 | 0.003
00070368-152 | Sub,Cut,Barium, 3.68mm (.145") x 152mm (5.984") Length | 0 | 0 | 0.007 | 0.005
00070508-125 | Sub,Cut,Barium, 5.08mm (.202") x 125mm (4.921") Length | 0 | 0 | 0.01 | 0.008
00070508-200 | Sub,Cut,Barium, 5.08mm (.202") x 200mm (7.874") Length | 0 | 0 | 0.016 | 0.011
00070508-140 | Sub,Cut,Barium, 5.08mm (.202") x 140mm (5.512") Length | 0 | 0 | 0.011 | 0.009
00070597-100 | Sub,Cut,Barium, 5.97mm (.235") x 100mm (3.937") Length | 2403 | 0 | 0.013 | 0.007
00070597-032 | Sub,Cut,Barium, 5.97mm (.235") x 032mm (1.260") Length | 0 | 0 | 0.003 | 0
00070597-200 | Sub,Cut,Barium, 5.97mm (.235") x 200mm (7.874") Length | 0 | 0 | 0.023 | 0.014
00070419-102 | Sub,Cut,Barium, 4.19mm (.165") x 102mm (4.000") Length | 0 | 0 | 0.008 | 0
00070419-114 | Sub,Cut,Barium, 4.19mm (.165") x 114mm (4.500") Length | 1599 | 0 | 0.01 | 0.005
00070419-140 | Sub,Cut,Barium, 4.19mm (.165") x 140mm (5.512") Length | 0 | 0 | 0.011 | 0
00070419-152 | Sub,Cut,Barium, 4.19mm (.165") x 152mm (5.984") Length | 0 | 0 | 0.013 | 0.007
00070419-165 | Sub,Cut,Barium, 4.19mm (.165") x 165mm (6.496") Length | 0 | 0 | 0.013 | 0.007
00070787-127 | Sub,Cut,Barium, 7.87mm (.310") x 127mm (5.000") Length | 0 | 0 | 0.012 | 0
00070787-051 | Sub,Cut,Barium, 7.87mm (.310") x 051mm (2.007") Length | 0 | 0 | 0.005 | 0.005
00070787-085 | Sub,Cut,Barium, 7.87mm (.310") x 085mm (3.346") Length | 0 | 0 | 0.009 | 0.008
00070787-043 | Sub,Cut,Barium, 7.87mm (.310") x 043mm (1.693") Length | 0 | 0 | 0.005 | 0.004
00070787-033 | Sub,Cut,Barium, 7.87mm (.310") x 033mm (1.299") Length | 1083 | 0 | 0.003 | 0.003
WJF-180 | Elec,pH,XVD,DJ,SPR,KynarInsert,PT100,#TP571VV12S10BT | 0 | 0 | 4.19 | 1.015
00070787-062 | Sub,Cut,Barium, 7.87mm (.310") x 062mm (2.441") Length | 0 | 0 | 0.007 | 0.006
00070083-100 | Sub,Cut,Barium, 8.3mm (.325") x 100mm (3.937") Length | 0 | 0 | 0.012 | 0.01
00070597-140 | Sub,Cut,Barium, 5.97mm (.235") x 140mm (5.512") Length | 0 | 0 | 0.017 | 0.01
00070597-075 | Sub,Cut,Barium, 5.97mm (.235") x 075mm (2.953") Length | 0 | 0 | 0.009 | 0.005
00070032-137 | Sub,Cut,Barium, 3.2mm (.125") x 137mm (5.393") Length | 0 | 0 | 0 | 0
00070597-149 | Sub,Cut,Barium, 5.97mm (.235") x 149mm (5.866") Length | 0 | 0 | 0.018 | 0
00070597-084 | Sub,Cut,Barium, 5.97mm (.235") x 084mm (3.307") Length | 0 | 0 | 0.011 | 0
00070419-121 | Sub,Cut,Barium, 4.19mm (.165") x 121mm (4.764") Length | 0 | 0 | 0.01 | 0.006
M19-003-001 | Sub,Sheath,SS 316, 1.000" O.D.,6" Length | 99 | 0 | 11.455 | 13.166 | Lab-Ovh
M03-025-001 | Sub,Connector,Aluminum,4PinMil,NoFlange,Slot,Turned77280008 | 103 | 0 | 5.974 | 5.974 | Lab-Ovh
M09-003-001 | Sub,Insert,SS 316 for MK7Z,3000712Z | 101 | 0 | 22.46 | 22.46
M02-020-002 | Sub,Cap,Black Ultem Molded DL Cap,Modified,Threaded | 321 | 0 | 4.445 | 3.346 | Lab-Ovh
56B6619-20H | Elec,Plat,TB557,SPR,Kynar/Viton,PT100 | 0 | 532.54 | 83.924 | 73.704 | PROX Lab
77000001 | Raw,Connector,Steel Alligator Test Clip,10A,Red Insulator | 0 | 0 | 0.4 | 0.4
77000002 | Raw,Connector,Steel Alligator Test Clip,10A,Black Insulator | 0 | 0 | 0.4 | 0.4
M01-002-001 | Sub,Housing, MK7 Ryton Housing With 2-205 O-Ring | 82 | 0 | 4.101 | 1.8 | Lab-Ovh
00070597-095 | Sub,Cut,Barium, 5.97mm (.235") x 095mm (3.740") Length | 0 | 0 | 0.011 | 0.007
00070419-136 | Sub,Cut,Barium, 4.19mm (.165") x 136mm (5.354") Length | 6997 | 0 | 0.011 | 0.006
00070419-141 | Sub,Cut,Barium, 4.19mm (.165") x 141mm (5.551") Length | 0 | 0 | 0.011 | 0
00070597-115 | Sub,Cut,Barium, 5.97mm (.235") x 115mm (4.528") Length | 0 | 0 | 0.014 | 0
00070711-100 | Sub,Cut,Barium, 7.11mm (.280") x 100mm (3.937") Length | 0 | 0 | 0.016 | 0.009
00070597-121 | Sub,Cut,Barium, 5.97mm (.235") x 121mm (4.764") Length | 1 | 0 | 0.014 | 0.008
00070508-103.5 | Sub,Cut,Barium, 5.08mm (.202") x 103.5mm (4.075") Length | 2585 | 0 | 0.009 | 0.007
00070597-125 | Sub,Cut,Barium, 5.97mm (.235") x 125mm (4.921") Length | 0 | 0 | 0.014 | 0.009
00070508-121 | Sub,Cut,Barium, 5.08mm (.202") x 121mm (4.764") Length | 0 | 0 | 0.01 | 0.008
00070597-130 | Sub,Cut,Barium, 5.97mm (.235") x 130mm (5.118") Length | 0 | 0 | 0.017 | 0
00070597-136 | Sub,Cut,Barium, 5.97mm (.235") x 136mm (5.354") Length | 3045 | 0 | 0.017 | 0.01
RP75130-10B-300 | Elec,Plat,SJ,12x300mm,Epoxy Body, Sealed | 0 | 0 | 36.888 | 12.257
PH7V110-3B-300 | Elec,pH,XVD,SJ,12mmX300mm,Sealed Reference,Epoxy Body | 0 | 0 | 17.141 | 7.117
SA95-180-BD | Sub,pH,DJ,BD,AutoClaveAble,180mmALength | 5 | 0 | 0.155 | 0
310300NB | Sub,Ag Wire,.01" Diameter,300mm Length,Anodized & AgCl Dip | 0 | 0 | 0.343 | 0.178
AREF25N-220 | Sub,Mono,Reference | 21 | 0 | 0.011 | 0.022
PROM-022 | Elec,pH,XVD,DJ,12mmX80mm,Glass body,#277V780-7DLGSP | 2 | 88.28 | 24.654 | 33.111 | Lab-Ovh
PROM-023 | Elec,pH,,XVD,DJ,12mmX80mm,Glass body,#277V780-32DLGSP | 3 | 112.61 | 32.544 | 40.888 | Lab-Ovh
C02-006-HA | Sub,Cable,C02,HA,6 Feet,connector:77280014,Cable:99030517 | 0 | 0 | 3.077 | 0 | Lab-Ovh
C32-X18-BB | Sub,Cable,BB,C32,18 inches,Male BNC:77020104,Cable:99030045 | 0 | 0 | 1.75 | 1.75 | Lab-Ovh
95D-235-VD | Sub,pH,SJ,VD,12x235mm Length,Ferm,Thick Wall | 0 | 0 | 0.08 | 0.08
YVL75A0251 | Elec,Potassium,Glass,DJ,12X110mm,Sealed,SPR,#K002604-S8 | 2 | 166.42 | 35.178 | 34.478 | PROX Lab
YVL75A0142 | Elec,Nitrate,Glass,DJ,12X110mm,Sealed,SPR,#N032604-S8 | 2 | 160 | 28.928 | 28.928 | PROX Lab
YVL75A0102 | Elec,Ammonia,12mmX110mm,Delrin Body,#NH31501-030T | 1 | 163.59 | 28.595 | 6.093
00600008 | Raw,Barstock,Peek 1-1/4"OD Natural | 5 | 0 | 63.87 | 63.87
M10-004-001 | Sub,Black Delrin Collar Nut | 102 | 0 | 0.264 | 0.264
M20-003-001 | Sub,Piston,SS 316 | 6 | 0 | 22 | 22 | Lab-Ovh
00600012-N | Raw,Barstock,Peek 1-3/8"dia Natural | 3 | 0 | 71.93 | 71.93
M06-003-001 | Sub,Fitting,316 SS,MK7Z-Q Fitting,Part 1,1507217 | 91 | 0 | 71.35 | 71.35
D-G371G0J320DL | Elec,Galvanic,GlassBody,12x320mm,Refillable,No TC | 0 | 0 | 6.077 | 2.979
COLE-296 | Elec,TempComp,10K,6mmX460mm,SS,#5551001-460-3G2.5V18 | 0 | 0 | 35.295 | 2.625
M14-001-001 | Sub,Guard,Black Kynar,8 Hole Guards,1606601 | 0 | 0 | 3.714 | 3.285
M01-001-008 | Sub,Housing,Black Kynar,Viton O-Ring,1606601 | 0 | 0 | 8.766 | 9.007
00191800-C | Raw,Tubing,SS304,1/8"OD x 4.72"L,1 end open,Teflon Coated | 37 | 0 | 3.669 | 6.305
M01-001-010 | Sub,Housing,Black Kynar,14 TPI.,1606601 | 0 | 0 | 8.472 | 8.497
M01-002-002 | Sub,Housing,Ryton3/4" MPT T/L Housing Mod. For Kynar Insert | 0 | 0 | 5.999 | 2.09 | Lab-Ovh
M01-001-011 | Sub,Housing,Kynar3/4"MPT,CeramInsertRecess,94mm,TP561-M-2-94 | 0 | 0 | 0.274 | 10
PROM-024 | Acce,Adapter,Wiring,6pin detachable,Ingold Wiring,#900VPI-PT | 0 | 87.27 | 69.05 | 0
M01-001-015 | Sub,Housing,Kynar3/4"MPT,Ceram Insert Flush,1 Hole,TP561M-1 | 51 | 0 | 10.652 | 9.962
M01-001-016 | Sub,Housing,Kynar3/4"MPT,TFE Insert Flush,76mm,196275T-76 | 11 | 0 | 12.466 | 12.466
M01-001-018 | Sub,Housing,Kynar 3/4"MPT,CeramInsert4Slot,2 Hole,TP561M-3P | 98 | 0 | 11.28 | 5.6
M01-001-019 | Sub,Housing,Kynar3/4"MPT,CeramInsert4Slot,1Hole,TP561M-3 | 2 | 0 | 10.444 | 7.286
M01-004-001 | Sub,Housing,Black Delrin,Viton O-Rings 003-10338 | 142 | 0 | 7.527 | 7.193 | Lab-Ovh
M14-004-001 | Sub,Guard,Black Delrin,003-10338 | 663 | 0 | 1.8088 | 1.52
M09-002-025 | Sub,pH,SJ,VD,12x170mm Length Insert,Ryton,W/TFE Insert,40mmI | 16 | 0 | 5 | 3.305
7001C-080 | Sub,12mm Pyrex Test Tube | 0 | 0 | 0.048 | 0.043
95D-170-VD | Sub,pH,SJ,VD,12x170mm Length,Ferm,Thick Wall | 0 | 0 | 0.055 | 0
310280ND | Sub,Ag Wire,.01" Diameter,280mm Length,AgCl Dip | 0 | 0 | 0.32 | 0
SI1J5R1A-100-5F | Sub,Stem,pH,5F,100mm Length | 48 | 0 | 0.012 | 0.01
M01-001-022 | Sub,Housing,Kynar3/4"MPT,CeramInsrt,4Slot,125mm,TP561M-3-125 | 34 | 0 | 31.374 | 13.904 | Lab-Ovh
M09-013-004 | Sub,Insert,Ryton Graphite,Cer Jct .325,TuffTip,P821GM-S | 38 | 0 | 4.069 | 2.989
M01-001-023 | Sub,Housing,Kynar3/4"BSP,Ceramic Insert,4Slot,TP561M-3 | 90 | 0 | 10.444 | 5.83
M01-001-024 | Sub,Housing,Kynar 3/4" MPT,TFE Insert,Flush,TP561T-1 | 0 | 0 | 0.008 | 10
M09-002-027 | Sub,Insert,Ryton,W/Cer Jct,1Hole,Std,TuffTip,80mm,TP561M-S | 0 | 0 | 3.612 | 1.63
SI1R1V2A-130-VF | Sub,Stem,pH,DJ,VF,130mm Length | 44 | 0 | 1.786 | 1.718 | Lab-Ovh
ATT5-120 | Sub,TestTube | 0 | 0 | 0.005 | 0
M09-002-028 | Sub,Insert,Ryton,W/CerJct,TuffTip,2Hole,280x202,TP561M-SP | 35 | 0 | 7.311 | 7.311 | Lab-Ovh
M24-020-001 | Sub,Ultem,Ground Joint,13mm Length x 14mmOD Tapers To 13 OD | 0 | 0 | 1 | 1
M06-003-002 | Sub,Fitting,SS 316,MK7Z-Q Fitting,Part 2,1507217 | 77 | 0 | 43.01 | 43.01
M01-011-003 | Sub,Housing,PVC,Ceramic Jct,W/4hole Drilled Guard,Elmacron | 71 | 0 | 0.998 | 0.448
M10-003-001 | Sub,Nut,Diamond Knurl,SS 316,5/16-20 TPI,Part 3,1507217 | 48 | 0 | 22.53 | 22.53
00071194-035 | Sub,Cut,Barium, 11.94mm (.470") x 035mm (1.378") Length | 0 | 0 | 0.018 | 0
00071194-036 | Sub,Cut,Barium, 11.94mm (.470") x 036mm (1.417") Length | 0 | 0 | 0.018 | 0.006
00071194-064 | Sub,Cut,Barium, 11.94mm (.470") x 064mm (2.520") Length | 1 | 0 | 0.032 | 0.011
00071194-079 | Sub,Cut,Barium, 11.94mm (.470") x 079mm (3.110") Length | 0 | 0 | 0.039 | 0.013
00071194-078 | Sub,Cut,Barium, 11.94mm (.470") x 078mm (3.071") Length | 0 | 0 | 0.039 | 0.013
00071194-082 | Sub,Cut,Barium, 11.94mm (.470") x 082mm (3.228") Length | 0 | 0 | 0.039 | 0.014
00071194-095 | Sub,Cut,Barium, 11.94mm (.470") x 095mm (3.740") Length | 0 | 0 | 0.048 | 7.796
00071194-108 | Sub,Cut,Barium, 11.94mm (.470") x 108mm (4.252") Length | 0 | 0 | 0.053 | 0.018
00071194-110 | Sub,Cut,Barium, 11.94mm (.470") x 110mm (4.331") Length | 0 | 0 | 0.053 | 0.019
00071194-112 | Sub,Cut,Barium, 11.94mm (.470") x 112mm (4.409") Length | 0 | 0 | 0.057 | 0.019
00071194-118 | Sub,Cut,Barium, 11.94mm (.470") x 118mm (4.646") Length | 0 | 0 | 0.06 | 0.02
00071194-122 | Sub,Cut,Barium, 11.94mm (.470") x 122mm (4.803") Length | 0 | 0 | 0.062 | 0.021
00071194-132 | Sub,Cut,Barium, 11.94mm (.470") x 132mm (5.197") Length | 0 | 0 | 0.065 | 0.022
00071194-150 | Sub,Cut,Barium, 11.94mm (.470") x 150mm (5.906") Length | 360 | 0 | 0.074 | 0.027
00071194-223 | Sub,Cut,Barium, 11.94mm (.470") x 223mm (8.780") Length | 0 | 0 | 0.113 | 0.039
00071194-277 | Sub,Cut,Barium, 11.94mm (.470") x 277mm (10.906") Length | 0 | 0 | 0.137 | 0.048
00071194-128 | Sub,Cut,Barium, 11.94mm (.470") x 128mm (5.039") Length | 0 | 0 | 0.065 | 0.022
M02-011-001 | Sub,Cap,PVC,For OIA-004 Style,329513 | 0 | 0 | 0.069 | 0.069
M01-011-005 | Sub,Housing,PVC,7/16-20 TPI,For OIA-004 Style,329513 | 20 | 0 | 0.17 | 0.171
M09-004-001 | Sub,Insert,Black Delrin,For 4 Pin Graphite K=0.5 | 0 | 0 | 1.526 | 0
M17-026-001 | Sub,Pin,Epoxy Graphite For 4 Pin K=0.5 | 207 | 0 | 2.877 | 2.829 | Lab-Ovh
M09-027-001 | Sub,Insert,Black PVC,For 4 Pin Graphite K=0.5 | 65 | 0 | 3.53 | 2.94
SI1J1V2L-060 | Sub,Stem,DJ,pH,NB,060mm Length | 10 | 0 | 0.004 | 0.006
2010662-50 | Acce,Adapter,Wiring SN6 to Hanked, 3mm Coax, 50' Length | 0 | 0 | 42.646 | 33.043
958ADB-130-VD | Sub,SJ,ThickWall,OpenJunction,Bend,VD,12mmx130mmLength | 0 | 0 | 0.124 | 0.106
86307 | Elec,pH,XVD,DJ,12x115mm,Epoxy Guard,30K,RFV,#V-700J-3BWI6 | 2 | 106.53 | 28.111 | 20.818 | PROX Lab
M06-010-001 | Sub,Fitting,CPVC,Viton O-Ring,15B0120S10BSOES | 25 | 0 | 8.816 | 7.723
M07-003-001 | Sub,Tube,316 SS,For MK7Z,3000712Z | 15 | 0 | 43.397 | 13.93
16109560 | PNS,Solution, Acetone, Gallon | 12 | 0 | 15.02 | 15.02
16109561 | MRO,Solution, Denatured Alcohol, Gallon | 9 | 0 | 22.99 | 22.99
M23-028-001 | Sub,Sensor Holder,White Delrin Block,18mm Thread,3500108 | 2 | 0 | 39.465 | 41.335 | Lab-Ovh
M23-028-002 | Sub,Sensor Holder,White Delrin Block,10-24 NC Thread,3500108 | 0 | 0 | 4.052 | 3.02
215728 | Elec,Cond,K=1.0,4 Band,3ft,10K,12x103mm,MAB6 Connector | 0 | 0 | 2.859 | 1.884
M01-020-002 | Sub,Housing,Ultem,Ref or ORP,For HEAL01,BTI Banana Plug | 88 | 0 | 1.76 | 1.84
SI1J4R1C-080-2 | Sub,Stem,2,ORP,080mm Length | 0 | 0 | 0.014 | 0.011
22170701 | Raw,O-Ring,Viton 75, 7mm x 1mm, Black Color | 317 | 0 | 0.19 | 0.19
M01-011-006 | Sub,Housing,PVC,3/4"BSP,W/CeramicJct.325,Tuff Tip,AWE PTT183 | 99 | 0 | 10.913 | 10.454 | Lab-Ovh
SI1I1V1B-140-VD | Sub,Stem,pH,VD,140mm Length | 333 | 0 | 0.804 | 0.701 | Lab-Ovh
M12-009-001 | Sub,Washer,Teflon,External Use For 12mm Glass Body | 0 | 0 | 0.141 | 0.08798
00190018 | Fitting,Reducer Bushing,316SS,3/4"MPT x 1/4"FPT | 3 | 0 | 7.66 | 7.66
M01-029-001 | Sub,Housing,Radel,No Guard,TFE Jct Recessed,.325,ECD 2005150 | 0 | 0 | 11.067 | 10.73 | Lab-Ovh
M01-029-002 | Sub,Housing,Radel,2 Prong Guard,TFE Jct,.325,ECD | 119 | 0 | 1.804 | 1.804
M01-010-004 | Sub,Housing,CPVC,W/Ceramic Junction .325,Tuff Tip,1923796SCX | 19 | 0 | 2.836 | 2.249
M01-005-001 | Sub,Housing,PEEK,3 Guard,TFE Junction .325,ECD | 35 | 0 | 1.804 | 1.804
M01-011-008 | Sub,Housing,PVC 1" MNPT,Ceramic Junction .325,Flush | 16 | 0 | 2.956 | 1.966
M01-007-001 | Sub,Housing,ABS,3 feet Length W/ Hole Guards,3983701 | 0 | 0 | 7.398 | 6.665
7793ANN-VD | Sub,pH,ORP,DJ,VD,12x120mm Length | 0 | 0 | 15.67 | 6.47
7540AA-VF | Sub,pH,SJ,VF,12x120mm Length | 0 | 0 | 0.06 | 0
SI1J5R1A-160-5 | Sub,Stem,pH,5,160mm Length | 0 | 0 | 0.015 | 0.011
C17-003-UA | Sub,Cable,UA,C17,36Inches,4mm Banana:77020781,Cable:99031126 | 0 | 0 | 3.673 | 0
M09-020-001 | Sub,Insert,Black Ultem,For DL Cap W/ O-Ring,U12PSC | 359 | 0 | 2.027 | 1.257 | Lab-Ovh
M09-002-030 | Sub,Insert,Ryton,W/CeramicInsert,TuffTip,1Hole .250,TP561M-S | 5 | 0 | 7.035 | 2.176 | Lab-Ovh
ATT5-295 | Sub,TestTube | 0 | 0 | 1.714 | 0 | Lab-Ovh
M01-020-006 | Sub,Housing(Insert),Ultem,Ceramic Jnt.202x.235,TuffTip,152 | 11 | 0 | 7.942 | 5.763
M14-011-001 | Sub,Guard,PVC,4 Drilled Holes | 838 | 0 | 2.7965 | 0
M01-001-027 | Sub,Housing,Black Kynar,1"MPT,W/Ceramic Jct.280x.125,TuffTip | 0 | 0 | 13.358 | 11.168
M01-011-009 | Sub,Housing,PVC,64mm Long,.230,For B&C SA 9130 | 62 | 0 | 0.803 | 0.198
ISTEK-326 | Elec,Plat,DJ,12x120mm,#BP900-010B-B120 | 0 | 0 | 27.217 | 13.166
NA71503-003B | Elec,Sodium,DJ,12mmx110mm,Epoxy,Spring Loaded | 0 | 0 | 12.737 | 6.943
M01-020-008 | Sub,Housing,Ultem,Ceramic Junction.325,TuffTip,126mm | 0 | 0 | 0.435 | 10
M01-005-002 | Sub,Housing,PEEK,2 Guard,TFE Junction .325,ECD | 0 | 0 | 1.804 | 1.804 | Lab-Ovh
M01-001-028 | Sub,Housing,Kynar,W/TFE Jct .325,TuffTip,2" long | 32 | 0 | 13.317 | 13.317 | Lab-Ovh
M09-002-033 | SubInsert,Ryton,W/TFE Jct,TuffTip,1Hole.325,80mm,TP561T-S-23 | 468 | 0 | 5.222 | 7.221
AWE-055 | Housing,Kynar,19",(for 24" SS Sheath),#1600720-24 | 0 | 68.46 | 102.848 | 0.072
AWE-056 | Tube,316SS Sensor Sheath for TBI 557,24" length,#3500721-24 | 0 | 127.61 | 0 | 0.072
AWE-057 | Elec,pH,XVD,DJ,TB557,PT100,#A-300B-20BH | 0 | 157.45 | 26.078 | 0
M01-001-029 | Sub,Housing,Kynar,W/TFE Jct .325,4 Hole Grd,AWE 3/4" BSP,3 | 46 | 0 | 15.12 | 7.19 | Lab-Ovh
M24-030-001 | Sub,Billet,Antimony,.285 x .190 | 23 | 0 | 5.84 | 1.353
M24-030-002 | Sub,Billet,Antimony,.436 x .285,KVL-173 | 33 | 0 | 13.736 | 13.736 | Lab-Ovh
M24-031-001 | Sub,Billet,Silver,.325x.345 | 83 | 0 | 23.035 | 23.035 | Lab-Ovh
M24-031-002 | Sub,Billet,Silver,.235x.400,Uses O-Ring 2215187 | 107 | 0 | 18.097 | 7.907 | Lab-Ovh
M01-001-030 | Sub,Housing,Kynar,Ceramic Jct .280 x .202,TuffTip,456MP | 21 | 0 | 24.269 | 23.842 | Lab-Ovh
M09-002-034 | Sub,Insert,Ryton,W/TFE Jct,Flush,.325,84mm,PC3K2A | 41 | 0 | 5.122 | 7.055
M09-002-035 | Sub,Insert,Ryton,W/TFE Jct,TuffTip,.235x.202,1992275ST | 93 | 0 | 9.279 | 9.279 | Lab-Ovh
M09-002-037 | Sub,Insert,Ryton,W/TFE Jct,TuffTip,.202 x.202,1992275SK | 19 | 0 | 5 | 2.852
M11-002-001 | Sub,Nipple,Ryton,3/4" MPT,8350-C-0003 | 27 | 0 | 3.105 | 3.68
M09-002-038 | Sub,Insert,Ryton,W/Ceramic Jct,Flush,.250,1968857 | 30 | 0 | 7.158 | 7.158 | Lab-Ovh
PULSE-007 | Elec,Glass,Double Plat,SJ,12X110mm,Glass Body,#2779092-010T | 0 | 0 | 24.611 | 0
M01-001-031 | Sub,Housing,Kynar,No Jct,4 Slot Guard,1",1600003G | 42 | 0 | 31.687 | 30.921 | Lab-Ovh
M09-032-001 | Sub,Insert,Black Epoxy,Taper Head For Polymembrane,ISE-03 | 54 | 0 | 0.704 | 0.634
00054350 | Raw,Tubing,Epoxy, Smokey Gray, 0.472"OD x 0.350"ID (443036) | 231.25 | 0 | 5.93 | 5.93
AWE-058 | Elec,pH,XVD,DJ,3/4"MNPT Black Kynar w/Guard,#V-400B-10BH | 0 | 0 | 17.568 | 5.791
HEFER-006 | Elec,Sodium,12x110mm,Refillable,Epoxy Body,#NA71508-003B | 0 | 0 | 9.416 | 0.862
HEFER-007 | Elec,Fluoride,DJ,12x110mm,Refill,Epoxy Body,#F001508-003B | 0 | 0 | 29.642 | 24.594
HEFER-010 | Elec,Cond,K=0.1,316 SS,PT100,1"Sanitary,#SAN621H-3-1-5S | 6 | 288.51 | 21.552 | 20.681 | PROX Lab
M01-001-032 | Sub,Housing,Kynar,3/4"MPT.Ryton T/L Housing W/ Kynar Insert | 38 | 0 | 17.371 | 17.214 | Lab-Ovh
M09-001-002 | Sub,Insert,Black Kynar For 3/4" MPT Ryton Twist-Lock Housing | 0 | 0 | 1.575 | 1.419
M09-010-001 | Sub,Insert,CPVC,TFE Jct .325,TuffTip,70mm,P8222000T-X6BS-70 | 0 | 0 | 3.192 | 1.626
M09-010-002 | Sub,Insert,CPVC,TFE Jct .202,TuffTip,70mm,P8229000T-X6BB-70 | 52 | 0 | 3.044 | 1.576
M09-010-003 | Sub,Insert,CPVC,TFE Jct 202x280,TuffTip,44mm,P822P2M | 0 | 0 | 6.968 | 2.983
M05-010-004 | Sub,Cap Plug,CPVC,For Sensorex | 518 | 0 | 2.588 | 0.21 | Lab-Ovh
44129004 | Box,Insert 9"smaller style,white color w/B-E printed | 0 | 0 | 0.3 | 0.3
SI1L1V1B-090-VD | Sub,Stem,VD,pH,090mm Length | 264 | 0 | 0.81 | 0.011 | Lab-Ovh
M01-010-007 | Sub,Housing,CPVC,W/CeramicJunction.325,TuffTip,28mm,3922703S | 4 | 0 | 4.491 | 3.36 | Lab-Ovh
310340ND | Sub,Ag Wire,.01" Diameter,340mm Length,AgCl Dip | 0 | 0 | 0.389 | 0.148
310330NN | Sub,Ag Wire,.01" Diameter,330mm Length,No Dip | 0 | 0 | 0.377 | 0
M01-010-008 | Sub,Housing,CPVC,W/Ceramic Junction,.325,Flat,28mm,3922703 | 0 | 0 | 0.274 | 0.258
M01-010-009 | Sub,Housing,CPVC,W/TFE Junction .325,TuffTip,28mm,392370ST | 1 | 0 | 8.197 | 2.981 | Lab-Ovh
M01-010-010 | Sub,Housing,CPVC,W/Ceramic Junction.202,TuffTip,28mm,3929803 | 87 | 0 | 7.06 | 3.133
M01-010-012 | Sub,Housing,CPVC,W/Ceramic Junction .325,TuffTip,Signa,SX271 | 6 | 0 | 8.62 | 7.849
M01-010-013 | Sub,Housing,CPVC,W/Ceramic Junction.202,TuffTip,Signa,SX2716 | 0 | 0 | 6.054 | 4.184
M09-004-002 | Sub,Insert,Black Delrin,For ISE,NH31501CG | 0 | 0 | 3.489 | 1.47
M14-004-002 | Sub,Guard,Black Delrin,4 Places for NH31501CG | 0 | 0 | 2.325 | 0.98
M01-010-016 | Sub,Housing,CPVC,W/Ceramic Junction .325,TuffTip,KVL-115 | 0 | 0 | 1.707 | 0.411
M01-010-017 | Sub,Housing,CPVC,W/TFE Junction .325,TuffTip,KVL-115 | 0 | 0 | 3.369 | 4.487
M09-010-006 | Sub,Insert,CPVC,For KVL-115 | 0 | 0 | 0.519 | 0.305
M01-010-018 | Sub,Housing,CPVC 6",Ceramic Junction .325,Tuff Tip,KVL-320 | 8 | 0 | 6.22 | 6.075 | Lab-Ovh
M09-010-008 | DO NOT USE! SEE NOTES! DO NOT USE! | 0 | 0 | 0.703 | 0.3283
M09-010-010 | Sub,Insert,CPVC,W/TFE Jct .280-.165,4Slot Grd,44mm,1922757 | 63 | 0 | 3.08 | 1.841
M09-010-011 | Sub,Insert,CPVC,W/TFE Jct .202-.202,TuffTip,44mm,1922757ST | 15 | 0 | 3.044 | 1.576
M09-010-013 | Sub,Insert,CPVC,W/TFE Jct .325,TuffTip,44mm,1922757ST | 19 | 0 | 5.164 | 1.823 | Lab-Ovh
7793AUM | Sub,pH,DJ,Ag Billet 8mm,12x120mm Length | 0 | 0 | 25.102 | 7.083
M01-011-010 | Sub,Housing,PVC,4 Slot Guard For Lakewood 350 | 13 | 0 | 11.95 | 1.103 | Lab-Ovh
ATT6-115 | Sub,TestTube | 0 | 0 | 0.01 | 0.005
22130039 | Raw,Foam Sheet,Closed Cell Gray Silicone, 0.250"Thick | 10 | 0 | 27.42 | 27.42
M02-004-008 | Sub,Cap,Delrin,ThermoFisherW/O-Ring &3.5 Phone,13-620-APCAP | 1574 | 0 | 4.6053 | 3.87
M02-004-009 | Sub,Cap,Delrin,12mm,for M/BNC On Top | 253 | 0 | 0.218 | 0.218
7793A7NT-095-2 | Sub,pH,X-2,DJ,2Wick,12x095mm Length | 18 | 0 | 0.056 | 0.056 | Lab-Ovh
M03-025-002 | Sub,Connector,Aluminum,6 Pin Military,No Flange, Slot | 59 | 0 | 12.87 | 12.87 | Lab-Ovh
M11-011-001 | Sub,Nipple,PVC,Threaded,3.00" Long,1.050" OD,For Aquatrac | 153 | 0 | 1.698 | 3.33
ELH-108 | Elec,Cond,K=1.0,Graphite,12x110mm Epoxy,10K,2731312-34-020H | 0 | 0 | 1.399 | 0.552
M09-010-014 | Sub,Insert,CPVC,TFE Jct .325,TuffTip,95mm,1922757ST23 | 29 | 0 | 3.167 | 4.793
M09-010-016 | Sub,Insert,CPVC,Ceramic Tuff Tip,.325 Ceramic Jct,1922757S | 20 | 0 | 2.96 | 2.96 | Lab-Ovh
955NDBNN-130-VD | Sub,pH/ORP,SJ,1Wick,VD,12x130mmLength,Thick Wall,Bend,Platb. | 0 | 0 | 14.914 | 6.434
M03-025-003 | Sub,Connector,Aluminum,6PinMilitaryW/CircleFlange77020117 | 62 | 0 | 12.304 | 12.927 | Lab-Ovh
SNG-PA0340 | Elec,Ref,Mono,SJ,Spring Loaded,Epoxy Body,#5731428-X18Z | 0 | 0 | 1.83 | 1.045
M03-025-004 | Sub,Connector,Aluminum,6PinMilitaryW/SquareFlange77020117 | 0 | 0 | 12.032 | 6.41
5993-06 | Elec,pH,GXVB,SJ,3'ABS SubmersionPipe,Disposabl,#V-3100-10H | 0 | 0 | 101.783 | 0
M07-003-002 | Sub,Tube,SS 316,For MKX,1507219 | 0 | 0 | 100.705 | 104.751 | Lab-Ovh
YVL05A0031 | Elec,pH,X-2D,DJ,12x110mm,2 Wicks,#BP635W2DSP-B110 | 6 | 62.55 | 23.551 | 22.608 | PROX Lab
V-A210B-20H | Elec,pH,X5F,DJ,TuffTip,Ceramic,PT100,3/4" Ryton,SolGrnd | 0 | 0 | 51.871 | 12.84 | Lab-Ovh
22080108 | Raw,Silicone Cord,Closed Cell Foam,Black 0.093"Dia | 199.26 | 0 | 0.25 | 0.25
M02-004-010 | Sub,Cap,Delrin,For 4 Pin Military Connector W/ Slot,77280008 | 113 | 0 | 1.833 | 2.0083 | Lab-Ovh
M01-002-003 | Sub,Housing,3/4" MPT Ryton T/L Mod. W/ Thread For Insert | 72 | 0 | 5.999 | 5.999 | Lab-Ovh
M09-003-002 | Sub,Insert,SS 316 W/ 3 Slot Guards | 104 | 0 | 11.752 | 11.752 | Lab-Ovh
44009010 | Raw,Sleeve,Polymetron 9" w/closeable tuck flaps | 600 | 0 | 0.36 | 0.36
44009019 | Sleeve,9"open ended,printed"Electrode"plus printed"Digital" | 0 | 0 | 0.23 | 0
VLTTA-Z11661113 | Assembly,LiveTap,316SS/Viton,16"TubeLength,BV,w/HandTightFit | 0 | 2375.38 | 771.556 | 0
C1-020-BB | Sub,Cable,BB,C1,20 Feet,Male BNC:77020104,Cable:99030028 | 0 | 0 | 12.627 | 0
M02-012-001 | Sub,Cap,White Nylon,DrillHole0.515"For12mm&12.5mm Electrode | 0 | 0 | 0.094 | 0.094
M09-010-017 | Sub,Insert,CPVC,Ceramic Tuff Tip,.325 Ceramic Junction | 26 | 0 | 2.577 | 2.659
M09-010-019 | Sub,Insert,CPVC,Ceramic Tuff Tip,.280and.202 Ceramic Jnt | 0 | 0 | 2.261 | 1.114
M09-010-020 | Sub,Insert,CPVC,Ceramic Tuff-Tip,.202 Ceramic Junction | 13 | 0 | 2.549 | 2.193
CHEMA-051 | Elec,pH,XVF,DJ,PT100,3/4"MPT CPVC,Tuff tip,#P8222V1240EBT | 0 | 191.68 | 51.668 | 36.387 | Lab-Ovh
ELM-156 | Acce,Adapter,T/L 316SS 1/2" MPT for twist-lock Elec,#1500145 | 0 | 0 | 0 | 0.072
M12-004-001 | Sub,Washer,Delrin for Connector,For CELLBIO-001 | 1095 | 0 | 0.117 | 0.114 | Lab-Ovh
M01-004-002 | Sub,Housing,Black Delrin W/ O-Ring,For CELLBIO-001 | 69 | 0 | 0.244 | 3.64
PHT-020ST | Elec,pH,XVF,DJ,3/4"MPT CPVC,Ceramic Tuff, SPR,#V-BV100-20SL | 7 | 87.64 | 32.545 | 32.545 | PROX Lab
M07-003-003 | Sub,Tube,SS 316,For MK7S,Tube & 3/4" MPT Fitting,1507202 | 4 | 0 | 70.042 | 69.359 | Lab-Ovh
M07-001-001 | Sub,Tube,Black Kynar,16",Simriz,O-Ring,MK7 Kynar,Std,1607201 | 6 | 0 | 55.522 | 55.522 | Lab-Ovh
M11-003-001 | Sub,Nipple,SS 316,1" FPTx1" FPT(Coupling)1507610 | 6 | 0 | 0 | 0
PH4V570J-3BG2.5 | Elec,pH,DJ,XVD,12mmX110mm,Refill,30K T/C,Glass body | 1 | 276.12 | 37.171 | 14.27 | PROX Lab
M16-001-001 | Sub,Ferrule,Kynar Front MKVIIK,Used Gland Fitting,1607312 | 114 | 0 | 4.659 | 1.76 | Lab-Ovh
M16-001-002 | Sub,Ferrule,Kynar Rear MKVIIK,Used Gland Fitting,1607313 | 140 | 0 | 3.804 | 1.173 | Lab-Ovh
M11-001-001 | Sub,Nipple,Kynar 1-1/4"MPT W/ Flange For Kynar Ball Valve | 19 | 332.41 | 49.586 | 49.586 | Lab-Ovh
M06-001-001 | Sub,Fitting,Gland Kynar Flanged, 12 TPI.,(New Style)MKVIIK | 6 | 0 | 55.383 | 54.692 | Lab-Ovh
16100009 | Clamp,Hose Clamp 1-3/4" to 2-3/4" | 47 | 0 | 2.43 | 2.43
C2-003-WC | Sub,Cable,WC,C2,3 Feet,See Note | 0 | 0 | 3.555 | 0
22330001 | Scraper Ring,3/4"size,Orange Color,Comp 4651 | 143 | 0 | 2.69 | 3.74
95ADN-130 | Sub,pH,SJ,Plat.Band 11252507,12x120mm Length,Ferm | 5 | 0 | 15.597 | 15.597
C26-010-BB | Sub,Cable,BB,C26,10 Feet,Male BNC:77020104,Cable:99030013 | 0 | 0 | 7.327 | 0
WJF-181 | Elec,pH,TB551,XVD,DJ,SPR,3Kohm,Kynar/Viton,#A-2001-16T | 0 | 0 | 50.288 | 8.567
M06-001-002 | Sub,Fitting,Blk Kynar 1-1/4"MPT w/Nut,Ferrules,For MKVIIK | 0 | 0 | 79.341 | 10.932
M01-021-001 | Sub,Housing,Black PEEK,W/ Small Flange for ELM-005 | 264 | 0 | 14.639 | 15.221 | Lab-Ovh
M09-010-022 | Sub,Insert,CPVC,Ceramic Jct .325,TuffTip,1922757S-23 | 168 | 0 | 1.382 | 0.316
M09-010-023 | Sub,Insert,CPVC,Ceramic Jct .202 Tuff Tip,1922757S-23 | 27 | 0 | 1.573 | 1.573
M01-001-033 | Sub,Housing,BlackKynar,MK1A,RemovableGrd,3/4"MPT,160002RG-48 | 7 | 0 | 93.026 | 86.243
M01-001-034 | Sub,Housing,BlackKynar,MK1A,RemovableGrd,1/2"FPT,160002RG-48 | 44 | 0 | 81.847 | 76.25 | Lab-Ovh
M09-010-025 | Sub,Insert,CPVC,Ceramic Jct,.250,Gold Disk,Tuff Tip,1928857S | 55 | 0 | 0.5 | 0.5
M01-001-035 | Sub,Housing,BlkKynar,MK1A(Body Only)3/4MPT,1/2FPT,160002RG-4 | 14 | 0 | 66.2 | 61.272
M01-001-036 | Sub,Housing,Black Kynar,MK1A(Body Only),1/2"FPT,160002RG-48 | 14 | 0 | 55.675 | 51.8 | Lab-Ovh
M14-001-002 | Sub,Guard,Black Kynar,2 Hole Guards,For MK1A 160002RG-48 | 182 | 0 | 18.87 | 17.666 | Lab-Ovh
M09-010-027 | Sub,Insert,CPVC,Ceramic Jct .202-.202,Flush,1929057 | 16 | 0 | 8.243 | 2.1383 | Lab-Ovh
M01-001-037 | Sub,Housing,Kynar,TFE Jct Flush .280 - .202,PC2K2A | 51 | 0 | 13.35 | 13.445
M01-001-039 | Sub,Housing,Kynar,Guard,TFE Jct,0.280 &0.202, PC2K1A | 38 | 0 | 13.633 | 13.633
M09-010-032 | Sub,Insert,CPVC,CeramicJct,.202&.235,TuffTip | 0 | 0 | 0.5 | 0.5
M09-010-034 | Sub,Insert,CPVC,CeramicJct,.202 Tuff Tip,1929805S Walchem | 37 | 0 | 0.5 | 0.5
M01-015-005 | Sub,Housing,Blue Epoxy Tube 2.700",Thrd Both,For 5899-25 | 97 | 0 | 1.515 | 1.258
M01-015-006 | Sub,Housing,Blue Epoxy Tube 2",Thrd One End,For M01-015-004 | 83 | 0 | 1.133 | 0.946
M11-022-001 | Sub,Nipple,Kynar Natural 1",Threaded 2 Ends,For M01-015-004 | 21 | 0 | 0.837 | 0.667
5998-20 | Elec,pH,SJ,#5673511-003B,8x55mm,Spear Tip,Reduced Tip | 0 | 65.92 | 23.379 | 22.069 | PROX Lab
19500-44 | Elec,Cond,K=0.1,W/C621-10T,PT100,316SS,1/2"NPT,#C621-3-1-1 | 1 | 86.84 | 32.479 | 8.206
27001-90 | Elec,pH,BD,DJ,#1963778-010B,1/2"NPT | 3 | 58.72 | 28.043 | 30.332 | Lab-Ovh
27003-00 | Elec,pH,BF,DJ,Element,3/4" CPVC,#1922757-010B | 48 | 57.57 | 24.687 | 24.687 | Lab-Ovh
27020-40 | Elec,pH,DJ,BF,3/4"MNPT,#TP561G20001S10AB | 1 | 109.36 | 28.724 | 28.724 | Lab-Ovh
27301-20 | Elec,pH,X-BD,DJ,#1923737-010B,3/4"MNPT CPVC | 2 | 70.53 | 35.415 | 35.415 | PROX Lab
27503-51 | Solu,ISA,5M NaNO3,Peco#I5NANO3, 475ml | 0 | 15.44 | 2.162 | 2.162
27503-54 | Solu,ISA,4M NH4Cl 4M NH4OH,Peco#NA0IS01, 475 mL | 0 | 15.44 | 2.162 | 2.162
59002-75 | Elec,pH,GX5,SJ,#5733528CA1-3BI6W,12x115mm,30K TC | 9 | 55.59 | 33.101 | 33.101 | PROX Lab
DX264 | Elec,Copper,Mono,#CU21501RG-S7,12x110mm,Epoxy | 0 | 0 | 10.701 | 8.226
29041-54 | Elec,pH,X-2D,DJ,#SA73792-320-DL,Autoclavable | 0 | 133.26 | 20.341 | 4.997
35606-57 | Elec,Cond,K=10.0,#5731302-6A1-3BG2.5,Plat,30K TC | 0 | 119.64 | 52.563 | 44.795 | PROX Lab
35608-51 | Elec,Cond,K=10.0,#5731302-6A1-3I6,Plat,30K Ther,6 Pin | 0 | 68.08 | 53.973 | 53.973 | Lab-Ovh
6739625-003B | Elec,Platinum,SJ,12.5x90mm,Epoxy Body | 6 | 0 | 25 | 25
PC3K2A | Elec,pH,X-VF,DJ,2" Sanitary,316SS Body,PT1000,Ryton insert | 2 | 175.62 | 93.861 | 111.904 | PROX Lab
35608-55 | Elec,Cond,K=0.1,#5731302-4A1-3WI6,12x110mm,Plat,30K Ther | 2 | 137.61 | 97.551 | 97.551 | Lab-Ovh
35805-18 | Elec,pH,X1,DJ,#5672711-003B,Spear Tip | 0 | 49.33 | 25.435 | 25.435 | PROX Lab
35805-21 | Elec,pH,DJ,XVBD,#5673707-270-004B,8X270mm,Refill | 1 | 61.08 | 24.226 | 22.799 | Lab-Ovh
13-620-291 | Elec,pH,FS5,SJ,6x100mm Glass body,Refill,BNC | 14 | 41.99 | 23.756 | 23.756 | PROX Lab
13-620-220 | Elec,pH,FS5,DJ,12x106mm,Epoxy,Refill,US Standard | 0 | 36.42 | 43.93 | 10.874 | PROX Lab
NH31501C-003B | Elec,Ammonia,12x110mm,Delrin,Threaded Membrane,Sealed | 2 | 512.29 | 47.859 | 23.717 | PROX Lab
19500-50 | Elec,Cond,K=1.0,#1921303-31-010T,Graphite,PT100 | 5 | 72.5 | 42.587 | 27.251 | PROX Lab
27504-28 | Elec,Silver/Sulfide,#AGS1508-003B,12x110mm,Refillable | 1 | 108.14 | 37.071 | 37.071 | PROX Lab
59002-74 | Elec,pH,X-5,SJ,#5733528RA21-003BG,12x115mm,Triode | 0 | 41.73 | 26.551 | 3.751 | PROX Lab
NH41502-003B | Elec,Ammonium,DJ,12mmx110mm,Glass,Refill,Polymer Membrane | 9 | 553.17 | 30.163 | 6.642 | PROX Lab
511180 | Solu,Activity Stndrd,Chloride,#CLOAS02,1000ppm,475ml Btl | 0 | 0 | 2.162 | 1.462
1922557-010B | Elec,pH,X-VF,SJ,3/4"CPVC Housing,Self-Clean | 0 | 139.77 | 20.262 | 13.719
5779883-DLG | Elec,Platinum,DJ,120mm From The Arm,#001836 | 0 | 350.91 | 45.474 | 37.108 | Lab-Ovh
CLOIS01 | Solu,Chloride Ionic Strength Adjuster,5M NaNO3,475ml | 0 | 59.61 | 2.162 | 2.118
M-371 | Elec,Silver,Mono,#5770101-S7,12x110mm | 7 | 76.45 | 39.807 | 39.807 | PROX Lab
35812-12 | Elec,Chloride,#CL01508-010B,12x110mm,Refillable | 5 | 90.86 | 35.528 | 35.528 | PROX Lab
CL01508-003B | Elec,Chloride,DJ,12x110mm,Refillable | 2 | 302.1 | 41.793 | 38.388 | PROX Lab
F001503-DL | Elec,Fluoride,SJ,12mmx110mm,Spring loaded,Epoxy Body | 2 | 586.79 | 32.166 | 39.002
3900079-01 | Elec,Subassmbly,XVF,.165x.325mm,1.4" Length,No Ceramic | 0 | 2.49 | 5.075 | 4.847 | Lab-Ovh
5733528RA13BRCA | Elec,pH,X-5,SJ,12x115mm,w/30K,Refill,RCA for TC | 3 | 121.96 | 14.102 | 5.66
072700P-S6-JUNC | Replacement Juction,Ceramic,CPVC w/Thread,for 072700P-S6 | 0 | 9.11 | 3.79 | 0
5131418-6/32S | Elec,Ref,DJ,9.5x117.5mm,Seald,Clear Epoxy,Gell Fill | 5 | 163.34 | 16.962 | 15.97 | PROX Lab
13-620-82 | Elec,Plat Wire,SJ,12x106mm Glass,Refill,US Standard | 0 | 0 | 34.425 | 13.004
13-620-157 | Elec,Cond,K=10.0,Plat band,12x110mm,Glass,42" | 4 | 0 | 53.178 | 53.178 | Lab-Ovh
M02-010-001 | Sub,Cap,CPVC,1.36",For M01-010-019 or 020 or 021 | 662 | 0 | 2.267 | 0.313 | Lab-Ovh
M01-010-019 | Sub,Housing,CPVC,Ceramic Junction .250,Tuff Tip,1928705S | 9 | 0 | 1.619 | 0.284
M01-010-020 | Sub,Housing, CPVC, Ceramic Junction .325,Tuff Tip | 61 | 0 | 8.995 | 8.654 | Lab-Ovh
M01-010-021 | Sub,Housing,CPVC,TFE Jct .325,Tuff Tip,1925705S-DL WALLCHEM | 87 | 0 | 3.018 | 1.545
M02-004-011 | Sub,Cap,Delrin,For Red S7 Connector | 100 | 0 | 0.154 | 0.154
SI1O1V1B-100-VD | Sub,Stem,pH,VD,100mm Length | 84 | 0 | 0.813 | 0.009 | Lab-Ovh
ATT5-055 | Sub,TestTube | 0 | 0 | 0.002 | 0.002
M09-013-010 | Raw,sub,Insert,RytonGraphite,TFE Jct .325,Guards,TP561GT-3 | 808 | 0 | 5.467 | 5.658 | Lab-Ovh
M01-001-040 | Sub,Housing,Kynar,TFE Jct Grd .280-.165,PC2K1A TP571-1P HACH | 182 | 0 | 25.614 | 8.615
M07-019-001 | Sub,Tube,Titanium Sensor,15" Length For MK7S,1T07202 | 0 | 0 | 39.308 | 2.7405
M09-002-040 | Sub,Insert,Ryton,W/Ceramic Jct .325,Flush,PC3K2A | 21 | 0 | 3.659 | 10
M01-001-042 | Sub,Housing,Kynar,TFE Jct .280-.125,Tuff Tip,RP399T-S | 33 | 0 | 25.63 | 16.028 | Lab-Ovh
M01-001-043 | Sub,Housing,Kynar,TFE Jct .325-.125,Tuff Tip,RP399T-S | 19 | 0 | 24.83 | 24.83 | Lab-Ovh
M01-001-044 | Sub,Housing,Kynar,TFE Jct .325,4 Slot Guard,RP399T-S | 0 | 0 | 10 | 10
M01-001-045 | Sub,Housing,Kynar,Ceramic Jct .280-.165,4Slot Grd,RP396M-3P | 24 | 0 | 13.712 | 13.664
M01-001-046 | Sub,Housing,Kynar,TFE Jct .280-.125,Tuff Tip,1969875ST | 0 | 0 | 12.171 | 13.312
M01-001-047 | Sub,Housing,Kynar,TFE Jct .325,Tuff Tip,1962757ST | 18 | 0 | 18.691 | 18.691 | Lab-Ovh
M01-001-048 | Sub,Housing,Kynar,TFE Jct .235-.202,Tuff Tip | 4 | 0 | 29.232 | 13.937 | Lab-Ovh
M01-001-049 | Sub,Housing,Kynar,TFE Jct .202,Tuff Tip,1969857ST | 42 | 0 | 12.171 | 13.312
M02-009-001 | Sub,Cap,Teflon Cap For IMR-001 | 52 | 0 | 1.915 | 1.841 | Lab-Ovh
M26-017-001 | Sub,Junction,Porous Teflon For IMR-001 | 28 | 0 | 5.325 | 1.35 | Lab-Ovh
M26-016-001 | Sub,Junction,Porous Ceramic For IMR-001 | 101 | 0 | 4.535 | 0.523 | Lab-Ovh
M01-035-001 | Sub,Housing,0.242"ODx10.4"L,Epoxy Tube Clear For IMR-001 | 32 | 0 | 10.221 | 4.1 | Lab-Ovh
1CH | 4M KCl/AgCl with CMC, and HCl | 0 | 0 | 25.541 | 0
YOS-NH3 | Elec,Ammonia,Kynar,See Drawing | 0 | 0 | 14.895 | 0
SNG-EC09050 | Elect,Ref,Calomel,14/15 Grd Joint,refillable,#5271401G-55-FU | 0 | 117.09 | 19.319 | 19.319
M02-001-001 | Sub,Cap,Kynar,Sensorex | 76 | 0 | 4.289 | 4.336 | Lab-Ovh
M10-036-001 | Sub,Nut,Kel-F,Hex Head,Threaded,Center Hole,1500117-1 | 103 | 0 | 2.082 | 1.741
SI1J1V1KM-100 | Sub,Stem,ORP,PlatDisk,100mm Length | 8 | 0 | 1.943 | 3.276
M19-019-001 | Sub,Sheath,Titanium,For TBI 557,15" Length,3500720 | 31 | 136.29 | 26.981 | 12.344 | Lab-Ovh
4751AT-055-2D | Sub,pH,DJ,2D,12mm x 55mm, Elmacron | 0 | 0 | 6.825 | 6.825 | Lab-Ovh
M01-020-009 | Sub,Housing,Ultem,For S7 Cap,476476-S7 | 4 | 0 | 8.787 | 2.685 | Lab-Ovh
M01-020-010 | Sub,Housing,Ultem,For Corning Cap,476476-SF | 0 | 0 | 1.839 | 1.988
M07-010-002 | Sub,Tube,CPVC,Tube Spacer,10" Length,1807800 | 58 | 0 | 6.67 | 1.17 | Lab-Ovh
M07-010-003 | Sub,Tube,CPVC,Tube Spacer,1807800-3.250" | 0 | 0 | 4.454 | 4.454
M07-010-004 | Sub,Tube,CPVC,Tube Spacer,1807800-14.250" | 10 | 0 | 7.283 | 7.06 | Lab-Ovh
M09-020-003 | Sub,Insert,Ultem,Ceramic Jct .325,KVL-173 | 16 | 0 | 3.001 | 2.943
51013NN | Sub,PT. wire, 13mm Length, No dip | 0 | 0 | 0.698 | 0
M07-005-001 | Sub,Tube,PEEK,Tube Spacer,10" Length ,1P07800 | 9 | 0 | 37.185 | 22.127 | Lab-Ovh
M07-005-002 | Sub,Tube,PEEK,Tube Spacer,3.250" Length,1P07800-3.250 | 0 | 0 | 10.946 | 6.964
M10-005-001 | Sub,Nut,PEEK Electrode Retainer For MK7S,1P07640 | 16 | 161.91 | 56.67 | 56.67
UBK4A1-105 | Sub,Ultem,Black,12mmOD,P.Ceramic.235"TT,105mm Length | 0 | 0 | 4.059 | 3.657
V-BWH300-20H | Elec,Water Hardness,DJ,3/4" MPT CPVC,Cer | 0 | 0 | 23.551 | 5.743
M10-010-001 | Sub,Nut,CPVC Electrode Retainer For MK7K,1807820 | 14 | 54.12 | 1.423 | 1.447
M10-005-002 | Sub,Nut,PEEK Electrode Retainer For MK7K,1P07820 | 5 | 120.29 | 12.71 | 11.5
M10-010-002 | Sub,Nut,Retainer CPVC W/ Built In Spacer Tube 1807641-1.350" | 0 | 49.55 | 0 | 0
M01-001-051 | Sub,Housing,Black Kynar,20F,Teflon Junction,.202,Tuff Tip | 29 | 0 | 0.5 | 0.5
M01-001-052 | Sub,Housing,Black Kynar,Teflon Junction,.202,Tuff Tip | 58 | 0 | 16.452 | 0
M01-001-053 | Sub,Housing,Black Kynar,Teflon Junction,.325,Tuff Tip | 31 | 0 | 16.329 | 8.228
M01-001-055 | Sub,Housing,Kynar,Ceramic Junction,.325,Tuff Tip,TP571M-1S | 1 | 0 | 19.385 | 19.611 | Lab-Ovh
M01-001-057 | Sub,Housing,Black Kynar,Ceramic Junction,.325,Flush Tip | 11 | 0 | 9.558 | 5.817
M01-001-058 | Sub,Housing,Black Kynar,Ceramic Junction,.280x.202,Tuff Tip | 10 | 0 | 9.347 | 8.811
M03-025-006 | Sub,Connector,FemaleBNC W/MillSlot77020202 | 744 | 0 | 7.372 | 7.372 | Lab-Ovh
M01-001-061 | Sub,Housing,Blk Kynar,1"MPT x 1"MPT,.325,Ceramic Jnc,4 Grd | 0 | 0 | 13.358 | 10.305
M10-010-003 | Sub,Nut,CPVC Electrode Retainer For MKVII pH Sensor 1807640 | 6 | 0 | 9.423 | 9.045 | Lab-Ovh
M10-003-002 | Sub,Nut,SS 316 Elec Retainer For MKVII pH Sensor(1507640) | 3 | 54.12 | 3.071 | 1.488
M01-001-065 | Sub,Housing,Black Kynar,.325,Teflon Junction,Tuff Tip | 0 | 0 | 0.72 | 0
M10-005-004 | Sub,Nut,Retainer PEEK W/ Built In Spacer Tube 1P07641-1.350" | 22 | 49.55 | 8.409 | 9.335
M01-001-070 | Sub,Housing,Black Kynar,.325,Ceramic Junction,Tuff Tip | 13 | 0 | 28.571 | 28.571 | Lab-Ovh
M01-001-071 | Sub,Housing,Black Kynar,.202,Ceramic Junction,Tuff Tip | 34 | 0 | 28.582 | 28.158 | Lab-Ovh
M01-001-073 | Sub,Housing,Kynar,1"MNPT x 14-TPI,0.325,Ceramic Junc.,4 Grds | 16 | 0 | 30.365 | 30.365 | Lab-Ovh
63052360 | Elec,Plat,2 Bands,Ground Joint,#5279106G-S7 | 0 | 191.76 | 78.986 | 66.568 | PROX Lab
M01-001-076 | Sub,Housing,Kynar,Ceramic Junction,.325,Flush Tip | 40 | 0 | 28.446 | 7.854 | Lab-Ovh
M09-002-041 | Sub,Insert,Ryton,W/TFE Jct .325,Flush,1962757T | 20 | 0 | 5.222 | 5.222
M09-002-042 | Sub,Insert,Ryton,W/Ceramic Jct .325 TuffTip,1962757S | 479 | 0 | 3.659 | 1.799
M06-003-003 | Sub,Fitting,SS316 Glnd 3/4"MPT,SS316 Frl,Bore&Tap3/4"-16NF | 105 | 72.39 | 28.79 | 27.79
M01-001-078 | Sub,Housing,Kynar,Slots Guard,1.300"Insertion,Viton1960039CG | 65 | 0 | 19.218 | 18.282 | Lab-Ovh
M09-002-043 | Sub,Insert,Ryton,W/Ceramic Jct .325,Flush,1962757 | 73 | 0 | 7.093 | 7.093 | Lab-Ovh
M09-013-011 | Sub,Insert,RytonGraphite,TFE Jct.325,Flush,PC1R2A TP561GT-1 | 167 | 0 | 7.974 | 9.189 | Lab-Ovh
M09-013-012 | Sub,Insert,RytonGraphite,CeramicJct.325,Tuff Tip,TP561GM-1S | 14 | 0 | 7.11 | 7.11 | Lab-Ovh
M09-013-017 | Sub,Insert,Ryton Teflon .250,.165,W/Guard | 0 | 0 | 0.5 | 0.5
M09-010-036 | Sub,Insert,CPVC,CeramicJct,.325 Flush Tip,1922757 | 0 | 0 | 5.427 | 5.4269 | Lab-Ovh
M09-010-037 | Sub,Insert,CPVC,Ceramic Junction,.202 Flush Tip,1929857 | 77 | 0 | 1.716 | 1.716 | Lab-Ovh
M07-003-004 | Sub,Tube,SS 316,2.65"L,C621,0.1 Constant,For C621H-3-X-2 | 9 | 0 | 3.622 | 3.622
M01-001-079 | Sub,Housing,Kynar,Teflon Slots Guard,.325,TP571T-3 | 61 | 0 | 16.062 | 8.228
M10-003-003 | Sub,Nut,SS 316,Cond,3/4" MPT,for 1/2" Tubing,C621 Style | 205 | 0 | 9.377 | 22.615 | Lab-Ovh
M27-011-001 | Sub,Membrane,PVC,ISE03 Style,9 Holes | 192 | 0 | 4.335 | 0.013 | Lab-Ovh
M27-011-002 | Sub,Membrane,PVC,ISE02 Style,3 Holes | 21 | 0 | 4.779 | 4.57 | Lab-Ovh
AREFC7-116 | Sub,Mono,Reference,Calomel, 116mm Length | 0 | 0 | 0.009 | 0
1921324-62-10T | Elec,Cond.,K=10,Plat,1/4" CPVC Flowthru,PT100 ATC | 0 | 0 | 1.419 | 0.564
AREFAF8-116 | Sub,Mono,Reference,Fisher,116mm Length | 0 | 0 | 0.917 | 0.448
M09-009-001 | Sub,Insert,TFE,C621 Style,For SS Tube K=0.1 | 74 | 0 | 2.228 | 2.228 | Lab-Ovh
M01-003-002 | Sub,Housing,SS 316,C621 Style,Nut & Tube,K=0.1,3/4" NPT | 0 | 0 | 14.389 | 2.613
M07-003-005 | Sub,CT tube,SS 316,0.5"ODx3.29"L,K=0.1,C621 & C621H | 0 | 0 | 6.638 | 1.5 | Lab-Ovh
SI1G1V1L-125-S | Sub,Stem,pH,SpearTip,125mm Length | 13 | 0 | 0.01 | 0.009
2IMS-IFS | PNS,Solution,PolymerGel,PotassiumChloride+Ag+,InnerRefFill | 0 | 0 | 0 | 0
2IMS-4MNACL | Solu,PolymerGel,SodiumChloride,4M,OuterRefFill | 0 | 0 | 0 | 0
00070419-176 | Sub,Cut,Barium, 4.19mm (.165") x 176mm (6.929") Length | 0 | 0 | 0.016 | 0
M28-001-001 | Sub,Extension,Kynar,3/4"MPT,1/2"FPT,48"Length1800002EXT-48 | 0 | 0 | 66.631 | 38.046
SI1L1V2A-120-5F | Sub,Stem,pH,5F,120mm Length | 38 | 0 | 0.014 | 0.026 | Lab-Ovh
RF40320-3D | Elec,Ref,12x110mm,Ceramic Junction,Calomel,Refillable | 5 | 131.6 | 17.114 | 3.813 | PROX Lab
2771314-34-20H | Elec,Cond,K=1,12x110mm,Platinum,10K TC,Glass Body | 0 | 0 | 29.015 | 18.798
M03-020-001 | Sub,Connector,Black Ultem,13.5 PG Spinning Cap For Cable | 30 | 0 | 19.555 | 12.323 | Lab-Ovh
M10-004-002 | Sub,Nut,Delrin Part 1 For Connector ELM-015 | 231 | 0 | 0.12 | 0.12 | Lab-Ovh
M10-004-003 | Sub,Nut,Delrin Part 2 for Connector ELM-015 | 1750 | 0 | 1.6579 | 1.05
M28-001-002 | Sub,Extension,Kynar,1/2"FPT,1/2"FPT,48" Length 1800002-48 | 3 | 0 | 66.498 | 61.547 | Lab-Ovh
M09-009-002 | Sub,Insert,TFE,C621 Style,For Titanium Tube,K=0.1 | 0 | 0 | 1.5 | 1.5
HEFER-014 | Elec,pH,DJ,X5D,1.5"SanitarySS,PT100,TFEJunct,SAN2798T10TV12 | 0 | 246.72 | 91.687 | 75.124 | PROX Lab
2731312-34-20H | Elec,Cond,K=1.0,Graphite,12x110mm Epoxy,10K Ther | 0 | 0 | 1.76 | 0
M07-003-006 | Sub,Tube,SS 316,C527 Style,0.1 Constant,For C527-3-X | 23 | 0 | 9.2 | 2.488 | Lab-Ovh
V-AV1001-30H | Elec,pH,DJ,XVF,3/4"MPT Ryton,3K,Ceramic Tuff tip | 2 | 366.14 | 15.208 | 3.073
COLE-299 | Elec,pH,Ceramic,DJ,XBF,3/4"MPT Ryton,3K,#V-AV1001-30H | 0 | 177.7 | 49.874 | 17.136 | PROX Lab
14051290C-B | PNS,Epoxy, Resin EP1290 Clear, 5 Gal. Part B Only | 2 | 0 | 1393.13 | 1393.13
M01-002-004 | Sub,Housing,Ryton,Twist-Lock,W/Kynar Insert,No O-Rings | 0 | 0 | 10 | 10
957NDB-435-VD | Sub,SJ,ThickWall,VD,.04"CeramicWick 33380040F,12mmx435mm | 19 | 0 | 0.265 | 0.215
M11-010-001 | Sub,Nipple,CPVC 3/4" NPT,For Self-Cleaning,19200570 | 43 | 0 | 4.238 | 4.092 | Lab-Ovh
M02-027-001 | Sub,Cap,PVC Black,For Knick Memosense & Meters | 353 | 0 | 0.558 | 0.453 | Lab-Ovh
M14-001-003 | Sub,Guard,Kynar,2 Hole,12" Removable W/ 3/4" MPT,1600002RG | 0 | 0 | 1.722 | 0.993
M01-004-003 | Sub,Housing,Delrin,Pharmacia HSNG For S7,w/2-oring,ELM-011 | 1966 | 0 | 2.8679 | 2.41
7755A5NAV-5 | Sub,pH,12mm Bulb,5,Wick,FisherStyle, | 0 | 0 | 0.221 | 0.761
7755A5NAV-V | Sub,pH,12mm bulb,V,Wick,FisherStyle, | 0 | 0 | 0.102 | 0.083
ISE70B | Elec,Lead,Glass,DJ,12X110mm,Refillable,#PB21522-003B | 0 | 0 | 44.514 | 4.807
58289019 | Elec,pH,X-1VF,DJ,#1922757S-010TV10,TufF Tip,PT1K,3/4"NPT | 0 | 0 | 23.532 | 9.064
2731312-34-010H | Elec,Cond,K=1.0,Graphite,12x110mm Epoxy,10K | 0 | 0 | 24.204 | 0
6507AAV-055-2 | Sub,pH,SJ,2,8x055mm,Refill | 27 | 0 | 7.016 | 6.681 | Lab-Ovh
00200038-V | Raw,Barstock,Teflon Virgin Grade 3/8"dia | 36 | 0 | 1.4 | 1.4
A-306B-30H | Elec,pH,TB557,XVSD,SPR,PT100,Kynar/Viton,LCJ,Tuff Tip | 0 | 380.16 | 53.716 | 37.953
7795AAB-100-NB | Sub,pH,DJ,NB,12x100mm Length,Side Arm | 0 | 0 | 0.061 | 0.028
ELH-109 | Elec,Cond,K=0.1,12mmX110mm,30K,#5731302-4A1-3WI6 | 0 | 82.45 | 109.706 | 11.056 | PROX Lab
ELH-110 | Elec,Cond,K=1.0,Graphite,12x110mm Epoxy,10K,#2731312-34-010H | 0 | 46.03 | 32.396 | 15.853 | Lab-Ovh
GANDB-003 | Elec,pH,X2,DJ,1/2" Housing,SPR,Hemi Bulb,#V-8300-10B | 7 | 0 | 17.966 | 6.94
7591AA1-VD | Sub,pH,SJ,VD,12x090mm Length,.202 Int | 26 | 0 | 2.343 | 0.033 | Lab-Ovh
PCP-002 | Elec,pH,X-2F,DJ,3/4"MPT CPVC,Tuff Tip,Cer,#P822200030AB | 0 | 0 | 9.156 | 3.849
SI1J1V2-140 | Sub,Stem,ORP,NoBulb,140mm Length | 54 | 0 | 0.007 | 0.005
AREF55N-175 | Sub,Mono,Reference,175mm Length | 13 | 0 | 0.011 | 0.011
7594ANN-5D | Sub,pH/ORP,SJ,5D,12x120mm Length | 0 | 0 | 23.129 | 6.243 | Lab-Ovh
7317AA-110-VD | Sub,pH,Mono,VD,12x110mm Length | 0 | 0 | 0.062 | 0
7317AA-090 | Sub,pH,Mono,12x090mm Length | 35 | 0 | 0.056 | 0.023
M07-011-001 | Sub,Tube,PVC,1.400" Long,1.050" OD,For A261205P | 38 | 0 | 0.261 | 0.263
M02-011-003 | Sub,Cap,PVC,1.025" Long,1.060" OD,For Aquatrac | 55 | 0 | 2.724 | 2.651 | Lab-Ovh
M01-004-004 | Sub,Housing,Delrin,Pharmacia HSNG For Cable,Elmacron ELM-010 | 107 | 0 | 4.676 | 4.491 | Lab-Ovh
95D-335-VD | Sub,pH,SJ,VD,12x335mm Length,Thick Wall | 0 | 0 | 0.234 | 0.242
SI1R1V2A-140-BF | Sub,Stem,pH,BF,DJ,140mm Length | 0 | 0 | 0.018 | 0.014
SI1R1V2A-185-VD | Sub,Stem,pH,VD,DJ,185mm Length | 0 | 0 | 0.022 | 0
SI1R1V2B-100-BD | Sub,Stem,pH,BD,100mm Length | 0 | 0 | 0.012 | 0.01
SI1R1V2B-100-1D | Sub,Stem,pH,DJ,1D,100mm Length | 0 | 0 | 0.012 | 0.01
SI1R1V2B-100-2D | Sub,Stem,pH,DJ,2D,100mm Length | 0 | 0 | 0.012 | 0.01
SI1O1V1B-100-5 | Sub,Stem,pH,5,100mm Length | 0 | 0 | 0.016 | 0.009
00220351 | Raw,Barstock,PVC Gray Color, 3"diameter | 0 | 0 | 20.53 | 20.53
M01-032-001 | Sub,Housing,Epoxy Tube Black For Silver Pellet,ISE 1501 | 187 | 0 | 7.734 | 7.734 | Lab-Ovh
00191014 | Raw,Fitting,Reducer Bushing, SS304,150#,1-1/2"M x 1-1/4"F | 34 | 0 | 10.72 | 10.72
I-10WE-VPI-225 | Elec,pH,DJ,XVD,Wick Junction,PT1000,12X225mm | 7 | 0 | 40.19 | 9.789
V-41WB-20BT | Elec,pH,XVD,DJ,100 ohm,3/4"MPTKynarW/Grd,SolGrnd,SPR,Wick | 0 | 0 | 4.611 | 0
ISTEK-327 | Elec,pH,XVD,DJ,12x110mm,Sealed Reference,#577V792-003B | 0 | 0 | 9.385 | 2.671
COLE-300 | Elec,Cond,K=1.0,4bands,12x110,30K,#5771304-3A1-10I8 | 0 | 0 | 81.771 | 5.318
M11-010-002 | Sub,Nipple,CPVC,Short Hex,3/4" MPT, Machined Hole | 138 | 0 | 3.633 | 3.053
V-300B-20H-28 | Elec,pH,XVD,DJ,MK1A,SPR,PT100,CPVC/Viton,Rem Grd | 1 | 395.23 | 54.228 | 53.063 | PROX Lab
33200010 | Raw,Tubing,Teflon #10 size,Thin Wall PTFE | 1625.251 | 0 | 0.84 | 0.84
M02-020-004 | Sub,Cap,Black Ultem,BSP Cap W/ 2 O-Rins For 12mm Glass | 0 | 0 | 0.889 | 0
M02-002-001 | Sub,Cap,Ryton,BSP Cap W/ 2 O-Rins For 12mm Glass | 166 | 0 | 5.351 | 5.351 | Lab-Ovh
C20-003-DK | Sub,Cable,DK,C20, 3 Feet,8 pin Din:77020278 ,Cable:99039536 | 0 | 0 | 8.599 | 8.599 | Lab-Ovh
957NDB-130-VD | Sub,SJ,ThickWall,VD,.04"CeramicWick 33380040F,12mmx130mm | 2 | 0 | 5.362 | 5.104 | Lab-Ovh
SI1L1V1NN-031VD | Sub,Stem,pH/ORP,VD ,031mm Length | 8 | 0 | 25.68 | 11.556 | Lab-Ovh
310050NB | Sub,Ag Wire,.01" Diameter,050mm Length,AgCl Dip | 0 | 0 | 0.203 | 0
AWE-059 | Elec,Ammonium,Mono,12X110mm,PVC Body,#NH41501-003B | 0 | 0 | 3.206 | 1.814
M01-011-012 | Sub,Housing,PVC,ELM .018,4 Whole Guard | 0 | 0 | 12.817 | 0.5
M01-001-083 | Sub,Housing,Kynar,.475",Recess Guard | 18 | 0 | 16.339 | 15.488
58289025 | Elec,pH,X-VF,DJ,#1962757S-010TV10,Tuff Tip,3/4"MNPT,Ryton | 3 | 116.83 | 22.162 | 9.95
M11-013-001 | Sub,Nipple,3/4" Ryton Graphite Short Hex | 0 | 0 | 0.5 | 0.5
M02-004-012 | Sub,Cap,Delrin,.400" Deep,.482" ID,Flat End | 0 | 0 | 0.063 | 0.063
M02-004-013 | Sub,Cap,Delrin,.400" Deep, .482" ID,Flat End,.550" Lip | 1016 | 0 | 0.051 | 0.046
V-AV20B-20H | Elec,pH,XVF,DJ,3/4"NPT,Ryton,Large Teflon Junction,PT100 | 1 | 339.06 | 52.924 | 29.796 | PROX Lab
M02-004-014 | Sub,Cap,Delrin,16mm Deep,.482" ID,.550" Lip,For ECI | 358 | 0 | 0.236 | 0.104
7596AA-VD | Sub,pH,SJ,VD,12x120mm Length | 0 | 0 | 1.777 | 0.03
RF40570-3D | Elec,Ref,DJ,Ceramic Junction,12X110MM,Refill,#5771425-003U | 0 | 0 | 0 | 0
RP45000-3D | Elec,Plat,Glass body,Mono,12x110mm,#5779182-003U | 0 | 0 | 21.988 | 8.752
15000970 | MRO,Solder, Solder Tip Cleaner, Wire Sponge for Hakko Statio | 5 | 0 | 6.32 | 6.32
51107678 | Elec,Copper,Mono,12x110mm,Epoxy,#CU21501RG-S7 | 0 | 0 | 1.624 | 0
M26-026-001 | Sub,Junction,EpoxyGraphite,For B&C Conductivity K=1.0 SA9130 | 595 | 0 | 0.83 | 0.83 | Lab-Ovh
M01-039-001 | Sub,Housing,1.375"ODx6.8"L,CPVC,Tan, 4-Guard,1/4"x1.15"L | 29 | 0 | 1.945 | 1.08
M01-010-027 | Sub,Housing,CPVC Gray,.475",4 Slot Guard | 0 | 0 | 0 | 0
M09-022-001 | Sub,Insert,Kynar,For pHree-Flow 7/15 Taper (Glass 14/15 GJ) | 1 | 0 | 3.526 | 0.357 | Lab-Ovh
M01-002-005 | Sub,Housing,Ryton,.475",No O-Rings,MK7 1900009 (33110052) | 720 | 0 | 6.46 | 1.8 | Lab-Ovh
SI1N1V1B-140-VD | Sub,Stem,pH,VD,12x140mm Length | 345 | 0 | 0.922 | 0.694 | Lab-Ovh
V-310B-30H-192 | Elec,pH,MKIA,XVD,DJ,SPR,PT100,Kynar/Viton,RemGrd,192"Length | 1 | 1295.72 | 361.525 | 313.525 | PROX Lab
M01-032-002 | Sub,Housing,Epoxy Tube Black For Honeywell,50044238-502 | 3 | 0 | 3.801 | 6.944 | Lab-Ovh
M02-020-005 | Sub,Cap,Black Ultem Machine,For Honeywell,50044238-502 | 79 | 0 | 4.684 | 4.785 | Lab-Ovh
7793AT-130-NB | Sub,pH,DJ,NoBulb,12x130mm Length | 0 | 0 | 0.072 | 0.032
7596AQN-2 | Sub,Double Plat,SJ,2,12x120mm Length | 0 | 0 | 15.609 | 0
7317AA-090-1 | Sub,pH,Mono,1,12x090mm Length | 0 | 0 | 0.057 | 0.026
2010VPI-PT-30H | Acce,Cable,Vario pin connector to Hank,Ingold wiring,30'Leng | 0 | 0 | 35.633 | 26.783
15000143 | Raw,Screw,Nylon, 440"Threads x 3/16"L | 443 | 0 | 0.12 | 0.12
M09-003-003 | Sub,Insert,SS 316 W/ 2 Slot Guards for MK7Z | 0 | 0 | 2.335 | 0
M07-003-007 | Sub,Tube,SS 316,For MK7Z,3000712Z-6.200"Total Length 6.200" | 0 | 0 | 66.341 | 0
7793ATY-140-NB | Sub,pH,DJ,No Bulb,12x140mm Length,Double Refill | 0 | 0 | 0.082 | 0.031
M21-003-001 | Sub,Chamber,SS 316,9" Length For MKX | 1 | 0 | 80.446 | 28.111
M21-003-003 | Sub,Chamber,SS 316,2"ODx12.750" Length For MKX | 2 | 0 | 113.289 | 39.486
M21-003-004 | Sub,Chamber,SS 316,12" Length For MKX | 1 | 0 | 126.043 | 44.044
M21-038-001 | Sub,Chamber,Delrin/Teflon,10" Length For MKX,2D09000 | 0 | 0 | 82.644 | 82.668
M22-003-001 | Sub,Flushing Port,SS 316,For MKX,2509001 | 12 | 0 | 38.047 | 38.047 | Lab-Ovh
M22-018-001 | Sub,Flushing Port,HAST-C,For MKX,2H09001 | 10 | 0 | 512.75 | 512.75
M08-004-001 | Sub,Tool,Delrin,12mm | 194 | 0 | 3.79 | 3.79
M11-010-006 | Sub,Nipple,CPVC Short Hex,For S7 | 195 | 0 | 3.633 | 2.24
M04-003-002 | Sub,Cable,SS 316,Safety Cable For MK7S,1507700 | 22 | 0 | 16.435 | 15.344 | Lab-Ovh
M04-003-003 | Sub,Cable,SS 316,Safety Cable For MK7S-Kynar,1507720 | 1 | 0 | 20.626 | 7.62 | Lab-Ovh
M01-001-085 | Sub,Housing,Kynar,2 Hole Guard,3/4" MPT x 1/2" FMPT | 0 | 0 | 0.5 | 0.5
M04-003-001 | Sub,Cable,SS 316,Safety Cable For MK7S,1507700-17 | 5 | 0 | 14.653 | 7.62
WKB3T-4 | Cable Sensor, 3 pins for MKX | 0 | 0 | 0 | 0
M02-010-002 | Sub,Cap,CPVC,Sensorex | 77 | 0 | 0.832 | 0.518 | Lab-Ovh
M06-003-004 | Sub,Fitting,SS 316,W/ID TPI ThreadForMK7S-Kynar,3000630 | 8 | 0 | 43.187 | 35.6 | Lab-Ovh
M06-003-005 | Sub,Fitting,SS 316,W/ID O-ring For 1" O.D. Tube,3000650 | 5 | 0 | 45.456 | 40.333
2010662-26H | Acce,Adapter,Wiring SN6 to Hank 3mm Coax,26' Length | 0 | 69.72 | 24.501 | 0
M21-011-001 | Sub,Chamber,PVC,For lock & Load, 1911020 | 62 | 0 | 2.747 | 2.475
M01-001-086 | Sub,Housing,Kynar,3/4" Long Guard | 25 | 0 | 10.239 | 10.239 | Lab-Ovh
M09-004-003 | Sub,Insert,Black Delrin,For Cellbio-003 | 0 | 0 | 0.127 | 0.116
7594A5NAV-VD | Sub,pH,SJ,VD,12x120mm Length,1Wick,VLPC,3.6mmID,.700"Distanc | 49 | 0 | 0.206 | 0.145
M31-004-001 | Sub,Ring,Black Delrin,For Cellbio-003 | 105 | 0 | 0.05 | 0.046
00300905 | Raw,Plastic Tube & Plug Set for Accumet,Thermo no 13-620-149 | 341 | 0 | 1.2314 | 1.2314
M01-010-029 | Sub,Housing,CPVC Gray,Removable 4 Hole Guard,1921396S W.R.G. | 24 | 0 | 20.733 | 3.457 | Lab-Ovh
M01-001-087 | Sub,Housing,Kynar, 4 Hole Guard,6" | 77 | 0 | 8.275 | 0.5
COLE-301 | Elec,pH,XV,SJ,#192V537-16TV18,10K,3/4"MNPT,CPVC | 0 | 0 | 13.375 | 1.19
M01-001-088 | Sub,Housing,Kynar,316SS Guard,5600001G,TBI567 | 14 | 0 | 16.277 | 13.716 | Lab-Ovh
M02-001-003 | Sub,Cap,Delrin,.400" Deep,.320" ID,Flat End | 0 | 0 | 0.5 | 0.5
M09-010-038 | Sub,Insert,CPVC, For KVL-320 Extension | 35 | 0 | 1.143 | 1.563 | Lab-Ovh
M28-010-001 | Sub,Body,CPVC,1/2"FPT,BoreOutOneEnd,42"Length KVL-320 | 3 | 0 | 11.977 | 11.868 | Lab-Ovh
M28-010-002 | Sub,Extension,CPVC,1/2"FPT,BothEnd,3/4"MPT,27"LengthKVL-320 | 27 | 0 | 11.897 | 11.594 | Lab-Ovh
M07-003-009 | Sub,Tube,SS 316,Radius One End,12mm x 215mm Length | 26 | 0 | 19.739 | 15.902 | Lab-Ovh
COLE-362 | Acce,Cable,F6 to Hanked,20'Length,2010461S-20 | 0 | 94.63 | 35.667 | 38.09 | Lab-Ovh
M03-004-001 | Sub,Connector,Delrin,Part For 8 Pin Mini Din Star Meter | 0 | 0 | 0.484 | 0.23
M09-010-039 | Sub,Insert,CPVC, 4 Hole Guard,For 1920037 | 41 | 0 | 5.348 | 5.348 | Lab-Ovh
M09-022-002 | Sub,Insert,Kynar,For pHree-Flow 7/15 Taper,Epoxy (14/15 GJ) | 398 | 0 | 1.95 | 0.4
5600006 | Housing,Electrode Kynar TBI 551, 3/4" MPT Style twist lock | 0 | 5.49 | 5.49 | 5.49
M11-010-007 | Sub,Nipple,CPVC 3/4" Wide,3" Length | 53 | 0 | 8.825 | 8.825 | Lab-Ovh
C13-002-WH | Sub,Cable,WH,C13,2 feet,See Note | 0 | 0 | 2.441 | 0
WJF-183 | Elec,pH,DJ,XVD,12x120mm,Washer and Teflon,#I-1000-S8 | 10 | 0 | 17.953 | 10.707
00071194-038 | Sub,Cut,Barium, 11.94mm (.470") x 038mm (1.496") Length | 0 | 0 | 0.018 | 0
M06-003-006 | Sub,Fitting,SS 316,Nylon/SS Ferrules,VitonO-Rings,1507507 | 3 | 0 | 52.933 | 35.766 | Lab-Ovh
M06-003-007 | Sub,Fitting,SS 316,3/4"MPT SS Ferrules,VitonO-Rings,3000304 | 5 | 0 | 27.739 | 27.739
COLE-363 | Elec,pH,XBD,DJ,12x110mm,Sealed Reference,#2773792-030T | 2 | 107.78 | 24.86 | 13.893 | Lab-Ovh
ELH-111 | Elec,pH,XVD,DJ,3/4"MPT CPVC,Guard,#192V737-030VTV18 | 0 | 0 | 18.811 | 4.88
M09-027-002 | Sub,Insert,Black PVC,4 Pin Graphite K=0.35,For INW-021 | 208 | 0 | 0.157 | 0.159
00070419-127 | Sub,Cut,Barium, 4.19mm (.165") x 127mm (5.000") Length | 0 | 0 | 0.01 | 0.006
NH31501-5F | Sub,pH,SJ,5F,Ammonia/CarboneDioxid,Int. | 4 | 0 | 5.19 | 5.19
C13-016-BH | Sub,Cable,BH,C13,16 Feet,See Note | 0 | 0 | 14.633 | 0
ISTEK-328 | Elec,pH,X2,DJ,12mm Sleeve Junction,Refill,#577V710-003B | 0 | 0 | 50.991 | 27.988
SI1L1V2DN-090 | Sub,Stem,ORP,Plat. Band,090mm length | 0 | 0 | 14.721 | 5.834
ATT5-050 | Sub,TestTube | 2 | 0 | 0.002 | 0.002
C18-020-BH | Sub,Cable,BH,C18,20 Feet,See Note | 0 | 0 | 9.052 | 0
C29-003-BB | Sub,Cable,BB,C29, 3 Feet,Male BNC:77020104,Cable:99030020 | 0 | 0 | 2.858 | 0
CTT1-115 | Sub,Pyrex,Test Tube,0.070" Glass Size,115mm Length | 0 | 0 | 0.008 | 0.006
510120NN | Sub,PT. wire, 120mm Length, No dip | 0 | 0 | 6.496 | 0
05290014 | Raw,Chem,Succinic Acid,Anhydrous,Free-Flowing | 100 | 0 | 0.371 | 0.371
M01-011-016 | Sub,Housing,PVC,Conductivity,For A261205P | 45 | 0 | 1.047 | 1.047
M01-010-030 | Sub,Housing,CPVC Gray,Removable 4 Hole Guard,C527TH-1 | 0 | 0 | 0.5 | 0.5
M02-004-016 | Sub,Cap,Delrin,6mm,Flat End | 0 | 0 | 0.5 | 0.5
M02-010-006 | Sub,Cap Front,CPVC,W/ O-Ring,LN Cap Combo | 364 | 0 | 11.235 | 0.21 | Lab-Ovh
M05-010-006 | Sub,Cap Plug,CPVC,TNC Plug | 0 | 0 | 0.5 | 0.5
M02-010-007 | Sub,Cap Front,CPVC,W/ O-Ring,LN Cap Mono | 0 | 0 | 6.904 | 0.5 | Lab-Ovh
YVL06A0031 | Elec,Plat,Glass,SJ,12x110mm,Sealed,#RP45110-S8 | 2 | 73.81 | 29.489 | 36.354 | Lab-Ovh
M02-004-017 | Sub,Cap,Delrin,13.5mm O.D.,Flat End,For Consort | 0 | 0 | 0.5 | 0.5
M02-020-007 | Sub,Cap,Black Ultem Molded,O-Rings,0230020 | 0 | 0 | 0.5 | 0.5
M02-011-004 | Sub,Cap,PVC,22mm Long,16mm OD,For Norton | 0 | 0 | 0.5 | 0.5
M09-012-001 | Sub,Insert,Nylon,W/ Insert 8mm ID,For 33370472 Cap | 0 | 0 | 0.221 | 0
9072-10B | Elec,pH,XV,SJ,12x110mm,Refillable,Calomel,#577V905-010B | 0 | 0 | 10.645 | 2.744
YVL05A0291 | Elec,pH,X2,DJ,12x110mm,Ultem with Guard,#2733702-030T | 0 | 0 | 15.379 | 6.899
22172127 | Raw,O-Ring,Viton 75, 2-127, Black Color | 236 | 0 | 0.57 | 0.57
PH5VR74-S7 | Elec,pH,XVD,DJ,Reduced Tip,Glass Body,Refill | 0 | 0 | 1.44 | 0.579
M01-004-005 | Sub,Housing,Black Delrin,For YOS-NH3 | 0 | 0 | 0.87 | 0.392
M01-010-031 | Sub,Housing,CPVC Gray, 6" Length,W/ 4 Slot Guard | 23 | 0 | 6.799 | 2.93
M02-004-019 | Sub,Cap,Black Delrin,For YOS-NH3 | 0 | 0 | 0.582 | 0.294
M02-001-006 | Sub,Cap,Kynar,9mm ID,For 26737.25-190,32mm Length | 0 | 0 | 0.5 | 0.5
M02-005-001 | Sub,Cap,PEEK,For Karl Fisher | 0 | 0 | 0.5 | 0.5
M02-001-007 | Sub,Cap,Kynar,22mm ID,9mm Hole,36mm Length | 0 | 0 | 0.5 | 0.5
00070635-125 | Sub,Cut,Barium, 6.35mm (.250") x,125mm (4.921") Length | 0 | 0 | 0.012 | 0
M02-001-008 | Sub,Cap,Kynar,8mm ID,W/ O-Ring,36mm Length | 0 | 0 | 1.056 | 0.659
M01-001-089 | Sub,Housing,Kynar,22mmOD,9mm Hole,4mm Hole,Total Length 55mm | 196 | 0 | 0.5 | 0.5
M02-001-009 | Sub,Cap,Kynar,12mm ID,6.6mm Hole,30mm Length | 0 | 0 | 0.5 | 0.5
M02-004-020 | Sub,Cap,Delrin,10mm O.D.,30mm Length,9mm Hole | 0 | 0 | 0.137 | 0.124
M02-004-021 | Sub,Cap,Delrin,14.20mm I.D.,30mm Length,7mm Hole | 0 | 0 | 0.5 | 0.5
M02-020-008 | Sub,Cap,Black Ultem,St-relief,Three O-rings,Thread | 32 | 0 | 5.901 | 2.359
M02-001-010 | Sub,Cap,Kynar,.482"mm ID,.357" Hole,35mm Length | 0 | 0 | 0.5 | 0.5
M05-002-001 | Sub,Cap Plug,Ryton,For SS 1/2" Housing | 205 | 0 | 1.395 | 0.679
CTT1-605 | Sub,Pyrex,Test Tube,0.070" Glass Size 605mm Length | 0 | 0 | 0.004 | 0.003
00111080 | Raw,Tubing,Kynar Pipe 1" sch 80,Black,1.315"OD x .179"wall | 694 | 0 | 19.6 | 19.6
M09-002-044 | Sub,Insert,Ryton,Ceramic,202"Glass,Flush Tip,1962757,1.75" | 27 | 0 | 11.211 | 11.678 | Lab-Ovh
SI1L1V2A-090-2F | Sub,Stem,pH,2F,090mm Length | 0 | 0 | 0 | 0
1507541 | Fitting,Gland 3/4"tube x 1-1/2"MPT,316 S.S. | 0 | 0 | 55.12 | 55.12
3500104 | Raw,Bracket,316 SS,Safety Cable for 1"FPT Ball Valve (3 pc | 43 | 0 | 3.95 | 3.95
C16-010-BB | Sub,Cable,BB,C16,10 Feet,Male BNC:77020104,Cable:99031123 | 0 | 0 | 8.493 | 0
V-700J-20BWI6 | Elec,pH,X-V,DJ,12x115mm,Epoxy Guard,30K,RFV | 0 | 0 | 23.242 | 13.108
M02-004-025 | Sub,Cap,Delrin,8mm ID,30mm Length | 68 | 0 | 0.5 | 0.5
M02-004-026 | Sub,Cap,Delrin,8mm ID,32mm Length,Cap For Fisher | 0 | 0 | 0.5 | 0.5
M02-001-013 | Sub,Cap,Kynar,10mm ID,2 O-Ring,29mm Length | 0 | 0 | 0.5 | 0.5
M02-032-001 | Sub,Cap,Black Epoxy,BSP Cap W/ 2 O-Rings For Glass | 0 | 0 | 0.5 | 0.5
00191603 | Ferrule,316 SS,1"Front | 15 | 0 | 4.76 | 5.24
M02-001-015 | Sub,Cap,Kynar,13mm ID,O-Ring,Threaded,70mm Length | 0 | 0 | 0.5 | 0.5
M09-027-003 | Sub,Insert,Black PVC,4 Pin Graphite K=0.70,For INW-018 | 0 | 0 | 0.157 | 0.084
M4-Z11661110 | Assembly,LiveTap,316SS/Viton,16"TubeLength,BV,w/HandTightFit | 0 | 1383.85 | 366.007 | 211.457
M11-001-002 | Sub,Nipple,Black Kynar 18 TPI For TBI 557,1602300 | 134 | 0 | 7.185 | 7.032 | Lab-Ovh
M02-002-003 | Sub,Cap,Ryton,3 O-Rings,Spinning Cap,273585 BS 35 MA | 68 | 0 | 0.5 | 0.5
00070597-106 | Sub,Cut,Barium, 5.97mm (.235") x 106mm (4.173") Length | 0 | 0 | 0.013 | 0
M06-003-009 | Sub,Fitting,SS 316,W/ I.D. TPI Thread & Stud For MK7S | 1 | 0 | 36.833 | 21.573 | Lab-Ovh
M07-018-001 | Sub,Tube, HAST-C, MK7S, Tube for 1507202H | 3 | 0 | 185.484 | 64.518 | Lab-Ovh
M02-001-016 | Sub,Cap,Kynar,8mm ID,Cap For .310 Glass,30mm Length, | 0 | 0 | 0.5 | 0.5
M05-003-001 | Sub,ATC Body,316 SS,9/16" Hex,Flow Thru Cell,1052702 | 250 | 0 | 11.511 | 0.763 | Lab-Ovh
M31-010-001 | Sub,Ring,CPVC,16mm ID,6.5mm Width | 0 | 0 | 0.5 | 0.5
M01-004-006 | Sub,Housing,Black Delrin,For 196IP34-010TV12 | 0 | 0 | 0.5 | 0.5
YVL05A0301 | Elec,pH,X-V,DJ,3/4"MPT CPVC,Ceramic TuffTip,SPR,#V-BV100-10B | 0 | 72.1 | 12.652 | 5.578
M05-010-007 | Sub,Cap Plug,CPVC,2 O-Rings,.240" ID,10mm Width, | 0 | 0 | 0.5 | 0.5
M01-002-006 | Sub,Housing,Ryton,.240"ID,108mmLength,Fox Scientific Ammonia | 0 | 0 | 0.5 | 0.5
44340200 | Raw,Bulb Cap,Black .500"L x .207"OD | 673 | 0 | 0.046 | 0.046
C2-023-HA | Sub,Cable,HA,C2,23 Feet,Connector:77280014,Cable:99030517 | 0 | 0 | 14.774 | 12.576 | Lab-Ovh
SI1O1V1B-100-5D | Sub,Stem,pH,5D,100mm Length | 51 | 0 | 0.813 | 0.813 | Lab-Ovh
SNG-TI19667 | Acce,Cable,10F,Detachable,RG174 L/N,DL to Type"F",#9001071 | 0 | 140.96 | 44.38 | 47.138 | Lab-Ovh
SNG-PA0342 | Elec,pH,X2,DJ,Side arm Refill,12x120mm,#5773783-X18Z | 0 | 103.38 | 11.276 | 4.077
SNG-PA0344 | Elec,Calcium,Mono,12x110mm,PVC Body,#CAL1501-X18Z | 11 | 179.41 | 24.146 | 11.876
V-A120B-20H | Elec,pH,XVF,DJ,3/4"MNPT Ryton,PTFE,Sol(Plat)PT100 | 0 | 155.97 | 49.71 | 26.408
C29-003-WN | Sub,Cable,WN,C29,3 Feet , See Note | 1189 | 0 | 3.25 | 3.5713
M01-005-005 | Sub,Housing,PEEK,.490" ID,177mm Length(6.80") | 0 | 0 | 0.5 | 0.5
M01-001-091 | Sub,Housing,Black Kynar,With Guard,With Stainless Steal Ring | 0 | 0 | 0.5 | 0.5
M01-005-007 | Sub,Housing,PEEK,.500" ID,203mm Length(8") | 0 | 0 | 0.5 | 0.5
M01-001-092 | Sub,Housing,Black Kynar,Twist-Lock,Four Hole Guard | 0 | 0 | 0.5 | 0.5
C20-010-DK | Sub,Cable,DK,C20,10 Feet,8 pin Din:77000008,Cable:99039536 | 0 | 0 | 9.158 | 0
00071194-033 | Sub,Cut,Barium, 11.94mm (.470") x 033mm (1.299") Length | 0 | 0 | 0.014 | 0
00070103-140 | Sub,Cut,Barium, 10.3mm (.405") x 140mm (5.511") Length | 425 | 0 | 0.022 | 0.021
ELH-113 | Solu,Chloride,Standard,Ref,Tool,Strip,#CL0002K | 0 | 0 | 7.86 | 0
ELH-114 | Solu,Kit,Sodium,ISA,Standard,Ref,#NA0002K | 0 | 0 | 7.238 | 0
ELH-115 | Elec,Fluoride,Glass,DJ,12x110mm,Refillable,#F001502-003B | 0 | 0 | 0 | 0
M02-020-009 | Sub,Cap,Black Ultem,For Cable (strain relief) U12PSC 13.5 | 171 | 0 | 4.355 | 1.072
ELH-116 | Solu,Kit,Fluoride,Incl:ISA,Standard,Ref,#F00002K | 0 | 0 | 6.867 | 11.893
ATT5-075 | Sub,TestTube | 0 | 0 | 0.002 | 0
M10-020-001 | Sub,Nut,Black Ultem,13.5 PG Thread,For Spinng Cap (77180085) | 0 | 0 | 4.644 | 2.398 | Lab-Ovh
M02-004-029 | Sub,Cap,Black Delrin,For pHree Flow,0.250"Hole For Cable | 44 | 0 | 1.982 | 1.908 | Lab-Ovh
00070419-090 | Sub,Cut,Barium, 4.19mm (.165") x 090mm (3.543") Length | 0 | 0 | 0.008 | 0.004
310200NB | Sub,Ag Wire,.01" Diameter 200mm Length,Anodized & AgCl Dip | 0 | 0 | 0.222 | 0
C04-010-BB | Sub,Cable,C04,BB,10 Feet,Male BNC:77020104,Cable:99026100 | 0 | 0 | 4.821 | 0
ATT5-210 | Sub,TestTube | 0 | 0 | 0.008 | 0.007
00070241-100 | Sub,Cut,Barium, 2.41mm (.095") x 100mm (3.937") Length | 0 | 0 | 0.002 | 0
00070103-047 | Sub,Cut,Barium, 10.3mm (.405") x 047mm (1.850") Length | 0 | 0 | 0.008 | 0
M11-010-008 | Sub,Nipple,CPVC,Short Hex,3/4" MPT,Machine For 1921IP57 | 496 | 0 | 5.539 | 2.24 | Lab-Ovh
M09-010-040 | Sub,Insert,CPVC W/ Silicone O-Ring&5/8-24TPI For 1921IP57 | 61 | 0 | 5.182 | 0.644 | Lab-Ovh
M02-010-009 | Sub,Cap,CPVC membrane Cap W/ Silicone O-Ring For 1921IP57 | 898 | 0 | 0.838 | 1.44
M05-010-008 | Sub,Cap Plug,CPVC For 1921IP57 | 44 | 0 | 2.063 | 0.185 | Lab-Ovh
M01-005-008 | Sub,Housing,PEEK,.710" ID,170mm Length(6.7") | 0 | 0 | 0.5 | 0.5
00039834 | Raw,Tee CPVC 3/4"FNPT, sch 80 | 0 | 0 | 13.15 | 13.15
M01-009-001 | Sub,Housing,Teflon,Mark 7 housing,Viton O-Rings | 1 | 0 | 9.072 | 8.999 | Lab-Ovh
M01-007-003 | Sub,Housing,ABS,6" With 4 Slot Guard | 222 | 0 | 1.243 | 1.12
M01-005-009 | Sub,Housing,PEEK,.280" ID,120mm Length | 3 | 0 | 13.858 | 13.858
M07-003-010 | Sub,Tube,SS 316,Slot Guard,330mm Length | 0 | 0 | 0 | 0
M07-003-011 | Sub,Tube,SS 316,Radius One End,12mm x 270mm Length | 0 | 0 | 0.5 | 0.5
M02-020-010 | Sub,Cap,BlackUltem,For6PinMilitary,Spinning13.5 PG U12PSC | 0 | 0 | 0.737 | 0.794
M03-025-007 | Sub,Connector,Aluminum,6 Pin Military For Spinning 13.5 PG | 88 | 0 | 12.032 | 8.12
M09-020-004 | Sub,Insert,Ultem,For Antimony Billet,Glass .202" OD | 13 | 0 | 0.405 | 0.486 | Lab-Ovh
C32-010-BK | Sub,Cable,BK,C32,10 Feet,See Note | 0 | 0 | 3.476 | 0
M24-030-003 | Sub,Billet,Antimony,.235 x .386 Length,For 6mm Epoxy Tube | 14 | 0 | 10.72 | 3.446 | Lab-Ovh
310030NN | Sub,Ag Wire,.01" Diameter,030mm Length,No Dip | 0 | 0 | 0.203 | 0
510010NN | Sub,PT. wire, 010mm Length, No dip | 0 | 0 | 0.536 | 0
310020NB | Sub,Ag Wire,.01" Diameter,020mm Length,AgCl Dip | 0 | 0 | 0.203 | 0.011
D3A4DNA-120 | Sub,Conductivity,K=1.0,GlassBody,4 Plat Band,12x120mm | 0 | 0 | 62.476 | 0
M01-002-008 | Sub,Housing,Ryton,2 Hole Guard,2 O-Rings,Twist-Lock | 0 | 0 | 0.5 | 0.5
SNG-TI19501 | Elec,Surfactant,Glass,DJ,12x110mm,Refillable,#SUR1502-DL | 0 | 0 | 0 | 0
KEY-001 | Elec,pH,XVD,DJ,3/4"NPT Ryton,CeramicNotched,#V-AV500-20B | 1 | 284.95 | 34.663 | 10.122 | PROX Lab
KEY-002 | Elec,Plat,DJ,3/4"MPT Ryton,Notched Ceramic,#V-A9500-10B | 0 | 0 | 35.617 | 13.708
C32-005-BK | Sub,Cable,BK,C32,5 Feet,See Note | 0 | 0 | 2.255 | 0
CP621-01-UP | Elec,Cond,K=0.1,Graphite,CPVC,HeishmanConnector,Disassembled | 0 | 0 | 1.474 | 0.532
M09-003-004 | Sub,Insert,SS 316 W/ 4 Slot Guards For Lock & Load 1951020 | 10 | 0 | 25.205 | 8.714
M21-003-005 | Sub,Chamber,SS 316,For Lock&Load(1951020) | 15 | 0 | 24.932 | 89
M06-003-010 | Sub,Fitting,SS 316 Glnd 1-1/2""MPT,O-Rings,For Q-fitting | 25 | 0 | 15.671 | 154.28
M09-003-006 | Sub,Insert,SS 316 W/ O-Rings For 1-1/2" MPT Q-fitting | 28 | 0 | 9.686 | 121.82
M10-003-005 | Sub,Nut,SS 316 Small Nut For 1-1/5" MPT Q-fitting | 13 | 54.12 | 7.34 | 3.001
M10-003-006 | Sub,Nut,SS 316 Compresion Nut For 1-1/5" MPT Q-fitting | 27 | 54.12 | 15.625 | 79.86
AREFC2-070 | Sub,Mono,Reference,.095"x070mm Length | 20 | 0 | 1.553 | 0
00070597-025 | Sub,Cut,Barium, 5.97mm (.235") x 025mm (.984") Length | 0 | 0 | 0.003 | 0
00070597-001 | Sub,Cut,Barium, 5.97mm (.235") x 001mm (0.039") Length | 0 | 0 | 0 | 0
00070241-128 | Sub,Cut,Barium, 2.41mm (.095") x 128mm (5.039") Length | 0 | 0 | 0.002 | 0
M06-003-011 | Sub,Fitting,SS 316 Q-Fitting1-1/2""MPT,O-Rings,For1-1/4"Tube | 2 | 465 | 56.785 | 24.808
C70-X08-TC | Sub,Cable,TC,C70,8 Iniches,Strip and Tin,Cable:99033055 | 0 | 0 | 0.492 | 0.492 | Lab-Ovh
M16-003-001 | Sub,Ferrule,SS 316,Front For 1-1/2" MPT Q-fitting,1-1/4" Tub | 0 | 0 | 2.935 | 1.311
M01-032-003 | Sub,Housing,Epoxy Tube Black For C1EB2EL-K=0.1 | 0 | 0 | 0.5 | 0.5
M11-010-009 | Sub,Nipple,CPVC,1/2" NPT | 0 | 0 | 0.5 | 0.5
M01-003-004 | Sub,Housing,SS 316,PC3K2A 2" Sannitary S.S. | 0 | 0 | 0.5 | 0.5
M01-001-093 | Sub,Housing,Black Kynar,With Guard,For 1600003-170 W-G | 9 | 0 | 21.727 | 19.215
M01-003-005 | Sub,Housing,SS 316,For 1950037 3/4 S.S. Holder,4 Hole Guard | 21 | 0 | 0.5 | 0.5
M01-001-094 | Sub,Housing,Black Kynar,With Guard,for pH,5600009G,TBI | 49 | 0 | 21.719 | 20.462 | Lab-Ovh
M11-003-005 | Sub,Nipple,SS 1/2,For 1950071 | 0 | 0 | 4.629 | 4.629
M09-001-005 | Sub,Insert,Black Kynar,3 Hole Guard,3 O-Ring,Removable compl | 0 | 0 | 5.372 | 3.052
M19-003-002 | Sub,Sheath,SS 316,21" Length,3500720-21 | 19 | 0 | 26.033 | 31.945
M19-003-003 | Sub,Sheath,SS 316,17" Length,3500720-17 | 8 | 0 | 28.995 | 28.995 | Lab-Ovh
M01-010-038 | Sub,Housing,Gray CPVC,4 Slot Guard,6" Length | 0 | 0 | 0.5 | 0.5
WJF-184 | Elec,pH,XVD,DJ,SPR,3Kohm,Kynar/Viton,#A-2201-20BH | 0 | 197.42 | 80.707 | 44.973 | PROX Lab
00070083-005 | Sub,Cut,Barium, 8.3mm (.325") x 005mm (0.19685") Length | 0 | 0 | 0.001 | 0
SI1R1V2A-100 | Sub,Stem,pH,100mm Length | 0 | 0 | 0.012 | 0.01
51017NN | Sub,PT. wire, 17mm Length, No dip | 0 | 0 | 0.909 | 0
M01-007-004 | Sub,Housing,ABS,6" With 4 Hole Guard For Cole Parmer | 21 | 0 | 2.551 | 2.551
M02-004-031 | Sub,Cap,Black Delrin,For 12mm Small Grommet,D12B | 151 | 0 | 0.218 | 0.218
M01-003-006 | Sub,Housing,SS316,Inset,SANITARY1.5" | 0 | 0 | 58.639 | 20.527
M02-001-017 | Sub,Cap,Kynar,8mm ID,Cap For .310 Glass,23mm Length | 0 | 0 | 0 | 0
M05-001-001 | Sub,Cap Plug,Kynar | 0 | 0 | 0.5 | 0.5
44000108 | MRO,Ribbon, ForTE Labels/New Printers,Zebra Ribbon no.5095 | 8 | 0 | 54.35 | 44.0283
M07-011-002 | Sub,Tube,PVC For Internal DO Galvanic | 531 | 0 | 1.35 | 1.35
4501AAV-180-1 | Sub,pH,SJ,1,ReducedTip,AnnularJunction,OD4mm x 180mm,Refill | 0 | 0 | 0.051 | 0.026
M05-004-005 | Sub,Cap,Delrin,For M11-010-010 | 0 | 0 | 0.5 | 0.5
M02-001-018 | Sub,Cap,Kynar,13mm ID,Phree Flow Big Cap Hole,51mm Length | 0 | 0 | 0.5 | 0.5
M14-004-003 | Sub,Guard,Black Delrin,For EW1F Guard | 296 | 9 | 3.508 | 0.5 | Lab-Ovh
M01-005-012 | Sub,Housing,PEEK,2 Guard,Ceramic Junction .325,ECD | 52 | 0 | 0.354 | 0.354
M01-002-011 | Sub,Housing,3/4"MPT Ryton T/L Modified W/ I.D. O-Ring Groove | 25 | 0 | 4.268 | 4.562
M19-019-002 | Sub,Sheath,Titanium,6" Length,3500721-6 | 12 | 136.29 | 12.729 | 5.06 | Lab-Ovh
M02-001-020 | Sub,Cap,Kynar,72mm Length,2 O-Rings,Threaded | 51 | 0 | 16.964 | 12.582
44340012 | Raw,Bulb Protective Guard,Clear Poly Molded(12mm) | 11634 | 0 | 0.631 | 0.631
51555 | Elec,pH,Epoxy,XVD,DJ,12X115mm,Refillable,#PH7V470-3B | 0 | 94.74 | 12.641 | 3.044
M07-001-002 | Sub,Tube,Kynar,Rear Housing For Knick M4,13.250"Length | 31 | 0 | 24.642 | 0
M01-001-098 | Sub,Housing,Kynar HolderFor 120mmProbe,316S.S. Tube,Knick M4 | 10 | 0 | 12.187 | 10.778
M19-003-004 | Sub,Sheath,SS 316,16" Length Standard,1-1/4"OD | 37 | 0 | 53.28 | 48
M07-001-003 | Sub,Tube,Kynar,Rear Housing For Knick M4,11.250" Length | 3 | 0 | 21.031 | 18.116
M19-003-005 | Sub,Sheath,SS 316,12" Length Standard,1-1/4"OD For Knick M4 | 0 | 0 | 42.162 | 56
M31-014-001 | Sub,Ring,Graphite,K=1.0 | 44 | 0 | 1.463 | 1.463 | Lab-Ovh
M01-010-042 | Sub,Housing, Gray CPVC, for K=1.0 | 10 | 0 | 1.815 | 1.558
00190034 | Nipple,316SS 3/4"MPT Closed | 53 | 0 | 9.73 | 9.73
M09-027-004 | Sub,Insert,Black PVC,3 O-Rings,For TECH-003,HYDRO-003 | 43 | 0 | 1.343 | 1.329
M02-027-002 | Sub,Cap,PVC Black,Threaded,For TECH-003,HYDRO-003 | 53 | 0 | 0.476 | 0.352
M06-001-003 | Sub,Fitting,Kynar Tank Mount1-1/4"MPT For MKIA Sensor,Rubber | 0 | 260.18 | 178.515 | 14.104 | Lab-Ovh
M06-003-012 | Sub,Fitting,SS 316 TankMount1-1/4"MPT For MKIA Sensor,Rubbee | 2 | 0 | 0 | 0
M06-011-001 | Sub,Fitting,PVC Tank Mount1-1/4"MPT For MKIA Sensor,Rubber | 1 | 0 | 0 | 0
M07-018-002 | Sub,Tube,HAST-C,For MK9 W/ 3/4"MPT,Weld Flange | 0 | 0 | 0 | 0
M21-003-006 | Sub,Chamber,SS 316,Part For V-LUCITE-00 Assembly | 0 | 0 | 0 | 0
M09-001-006 | Sub,Insert,Black Kynar,Slot Guard,2 O-Ring For Hydrotech-006 | 0 | 0 | 0.5 | 0.5
M09-011-004 | Sub,Insert,PVC Internal For Hydrotech pH ORP | 0 | 0 | 0.5 | 0.5
M01-010-043 | Sub,Housing,Gray CPVC,Threaded W/ O-Ring,M6581HT | 205 | 0 | 0.5 | 0.5
WJF-185 | Elec,pH,XVD,TB511,Ceramic flush,3K,#TP511VV01107EBT | 0 | 0 | 1.427 | 0.491
16107218 | MRO,Polishing Cloth,8"Diameter,w/Adhesive Back | 0 | 0 | 8 | 8
M19-003-006 | Sub,Sheath,316SS,and Rear Kynar housing completed,12"Length | 6 | 0 | 43.744 | 22.016
M19-003-007 | Sub,Sheath,SS 316,19" Length,3500721-19 | 0 | 0 | 23.591 | 19.97
M19-003-008 | Sub,Sheath,SS 316,20" Length,3500720-20 | 2 | 0 | 24.812 | 21.003
M02-027-003 | Sub,Cap,PVC Black,2 O-Rings,For HYDROTECH-002 | 167 | 0 | 1.134 | 0.295
M02-027-004 | Sub,Cap,PVC Black,HYDROTECH-002 | 62 | 0 | 0.506 | 0.495
M19-019-003 | Sub,Sheath,Titanium ,For TBI 557,20" Length,3500721-20 | 0 | 136.29 | 16.385 | 8.013
M01-032-016 | Sub,Housing,Epoxy Tube Black,W/ Guard,For Hydrotech-004 | 86 | 0 | 0.5 | 0.5
M02-027-005 | Sub,Cap,PVC Black,HYDROTECH-004,For 00331-W4 | 11 | 0 | 0.472 | 0.25
M02-010-012 | Sub,Cap,CPVC,HYDRO-SZ,For 0932700P-W6 | 0 | 0 | 0.5 | 0.5
M01-020-011 | Sub,Housing,Ultem,For Hydro 6581 HT | 0 | 0 | 0.5 | 0.5
M02-010-014 | Sub,Cap,CPVC,Threaded,1/2" MNPT CPVC Cap | 0 | 0 | 2.134 | 0.5
5412ABV-1 | Sub,DJ,MonoReference,1,3.6mmID, 0.700" distance refill hole | 0 | 0 | 13.844 | 0
00070597-090 | Sub,Cut,Barium, 5.97mm (.235") x 090mm (3.543") Length | 0 | 0 | 0.013 | 0
C32-X21-ZD | Sub,Cable,ZD,C32,21 Inches | 0 | 0 | 3.441 | 3.441 | Lab-Ovh
7596ADN | Sub,Plat.11252507,12x120mm Length | 0 | 0 | 15.855 | 0
00070119-112 | Sub,Cut,Barium, 11.9mm (.469") x 112mm (4.409") Length | 0 | 0 | 0.035 | 0
00070597-105 | Sub,Cut,Barium, 5.97mm (.235") x 105mm (4.134") Length | 0 | 0 | 0.013 | 0
C2-003-WH | Sub,Cable,WH,C2,3 Feet,See Note | 0 | 0 | 2.813 | 0
95D-140-VD | Sub,pH,SJ,VD,12x140mm Length,Thick Wall,Ferm | 0 | 0 | 0.051 | 0.049
ELH-119 | Elec,Cadmium,SJ,Epoxy,12x110mm,Spring Loaded,#CD21503-003B | 0 | 0 | 4.946 | 0
00390075 | Raw,Barstock,Ryton,Virgin(Natural Color) Material 3/4"dia | 0 | 0 | 32.86 | 32.86
C04-010-BD | Sub,Cable,C04,BD,010 Feet,See Note | 0 | 0 | 6.187 | 5.043 | Lab-Ovh
V-A120B-F6 | Elec,pH,XVF,DJ,3/4"MPTRyton,PT100,TuffTip,SolGrnd | 1 | 465.63 | 59.331 | 56.708 | PROX Lab
M01-020-012 | Sub,Housing,Ultem,For Bridge Insert,60214GL | 10 | 0 | 1.243 | 1.111
M09-020-006 | Sub,Insert,Ultem,For Bridge Insert,60214GL | 10 | 0 | 0.124 | 0.18
22072119 | Raw,O-Ring,EPDM 2-119, Black 70 Duro | 0 | 0 | 1.15 | 1.15
M09-003-007 | Sub,Insert,SS 316 For Oxygen | 0 | 0 | 1.08 | 0.074
M09-002-047 | Sub,Insert,Ryton for Smartsense Connector 4002780604 | 429 | 0 | 2.51 | 2.51
M11-002-005 | Sub,Nipple,Ryton,ShortHex,3/4",Machined 2Holes For4002965402 | 90 | 0 | 3.105 | 2.609
M09-031-001 | Sub,Insert,Silver Tube,Threaded,2 O-Rings | 0 | 0 | 35.241 | 0.5
PH-X67737822 | Elec,pH,X-2,DJ,#6773782-010B,12x110mm | 0 | 0 | 10.817 | 2.819
M09-001-007 | Sub,Insert,Black Kynar For 15B0120S10BSOES | 0 | 0 | 9.555 | 8.993 | Lab-Ovh
M31-003-001 | Sub,Ring,SS 316,for Kynar Insert,15B0120S10BS0ES | 6 | 0 | 8.384 | 8.14 | Lab-Ovh
M19-003-009 | Sub,Sheath,SS 316,36" Length,3500721 | 1 | 0 | 44.417 | 55.266
M01-001-100 | Sub,Housing,Kynar,3/4"MPT.,4-Guards, 1.300" Insertion | 0 | 0 | 10.394 | 0
V-4001-10BT | Elec,pH,X-VD,DJ,TC 3000ohm,3/4"MPT Kynar W/Grd,SPR | 0 | 0 | 45.242 | 20.353
V-400E-50H | Elec,pH,X-VD,DJ,PT1000,3/4"MPT Kynar w/Grd,SPR | 0 | 0 | 39.871 | 17.615
CE-2000-F2 | Elec,Cond,Toroidal,O-100mS,KYNAR,20'T,#C3254PS.2 | 0 | 0 | 247.746 | 142.12 | Lab-Ovh
VINMETRICA-002 | Acce,Membrane,For VINMETRICA-001, single unit | 0 | 11.77 | 0 | 0
CYCLOPS-215 | Assembly,LiveTap,316SS/Viton,16"TubeLength,#VLTTA-Z1166110 | 0 | 695.44 | 0 | 0.072
2010VPR-6IU1 | Acce,Cable,VP to Portavo Connector,Rosemount Wiring,6' | 0 | 0 | 23.418 | 0
SNG-PA0350 | Elec,Fluoride,DJ,12X110mm,Refillable,Epoxy,#F001508-X18Z | 1 | 159.1 | 56.015 | 62.415 | PROX Lab
LH-028 | Elec,pH,XVD,DJ,3/4"NPT Ryton,Sol Grd,PT100,#P821PVV12ST-D6 | 0 | 0 | 25.354 | 11.446
CB821-DACT-20HS | Acce,Cable,Differential Amplifier Built-in for #P821 Style | 0 | 0 | 45.295 | 0
YVL05A0191 | Elec,pH,XVD,DJ,MK7,SPR,PT100,Ryton/Viton,#V-200B-3BT | 2 | 132.97 | 18.737 | 4.766 | Lab-Ovh
YVL05A0232 | Elec,pH,X2D,DJ,120mm "A" length,B773792-120-DL | 0 | 0 | 5.355 | 0.309
19500-27 | Elec,Cond,K=0.1,316SS/TFE,TC 100 ohm,T/L,#C19B214-F | 0 | 0 | 33.875 | 10.523
5993-19 | Elec,pH,XVBD,SJ,1/2"NPT In-Line,PT1000#1963527-010TV10 | 0 | 0 | 26.877 | 15.51
C32-002-BC | Sub,Cable,BC,C32,2 Feet,See Note | 0 | 0 | 2.545 | 1.306 | Lab-Ovh
M01-001-101 | Sub,Housing,Kynar,14 TPI x 1MPT,Tuff Tip Ceramic Jnc. 456-S. | 29 | 0 | 13.681 | 10.497
22085712 | Raw,O-Ring,Silicone 70, 5-712, S0604 Compound | 1587 | 0 | 0.45 | 0.45
35805-69 | Elec,pH,FS-5,DJ,12x115mm,Refillable,#5735726R-003B | 1 | 59 | 25.448 | 25.448 | PROX Lab
ECI-048 | Elec,Potassium,Glass,DJ,12x110mm,#K001504-003B | 0 | 0 | 22.589 | 12.337
LH-029 | Acce,Cable,Differential Amplifier Built,#CB821-DACT-20HS | 0 | 0 | 45.295 | 0
M01-010-046 | Sub,Housing,CPVC,3/4"-14 BSP,K=0.1 Conductivity CP621-3S-4S | 25 | 0 | 1.238 | 0.699
M09-010-042 | Sub,Insert,CPVC,For Conductivity K=1.0,CP621-10-UP | 0 | 0 | 0.916 | 0.6248
CYCLOPS-217 | Elec,pH,XVF,DJ,3/4"NPT,CPVC,Label with #192V757SD-020BB | 0 | 0 | 21.346 | 7.208
WJF-186 | Elec,pH,Ryton Cap,XVD,DJ,SPR,No TC,12x110mm,#V-0000-10H | 0 | 0 | 10.61 | 2.88
00070419-130 | Sub,Cut,Barium, 4.19mm (.165") x 130mm (5.354") Length | 0 | 0 | 0.011 | 0
COLE-365 | Elec,Cond,K=1.0,Graphite,3/4"MPT CPVC,PT100,#1921303-31-030T | 0 | 0 | 1.277 | 0.83
00071194-090 | Sub,Cut,Barium, 11.94mm (.470") x 090mm (3.543") Length | 0 | 0 | 0.044 | 0
V-50KE-20H | Elec,pH,XVD,DJ,TC 1000ohm,Klrz O-R,1"MPT Kynar,SPR | 0 | 0 | 34.479 | 24.917
YVL05A0311 | Elec,pH,XVF,Mono,#BCE-152, See Drawing | 0 | 43.23 | 0.691 | 0
YVL05A0321 | Elec,Ref,Mono,Acryllic,,#BCE-153 , See Drawing | 0 | 0 | 2.571 | 0
YVL75A0321 | Elec,Chloride,Mono,#BCE-156, See Drawing | 0 | 0 | 0.758 | 0.637
YVL75A0331 | Elec,Ammonium,Mono,#BCE-157, See Drawing | 0 | 0 | 3.206 | 0
00071194-086 | Sub,Cut,Barium, 11.94mm (.470") x 086mm (3.386") Length | 0 | 0 | 0.044 | 0
00070419-100 | Sub,Cut,Barium, 4.19mm (.165") x 100mm (3.937") Length | 0 | 0 | 0.008 | 0
99001048S25BG10 | Acce,Cable,Male BNC with 1/2"MNPT,PT1K, to Male BNC/3.5 Phon | 0 | 0 | 0 | 0.072
99001048S30BG10 | Acce,Cable,Male BNC with 1/2"MNPT,PT1K, to Male BNC/3.5 Phon | 0 | 0 | 0 | 0.07167
2010662-20H | Acce,Adapter,Wiring SN6 to Hank 3mm Coax, 20' Length | 0 | 60.79 | 19.972 | 17.652
M4-Z13621110 | Assembly,LiveTap,316SS/Viton,36"TubeLength,NoBV,w/HandTightF | 0 | 1438.94 | 362.045 | 0.07
WJF-187 | Elec,pH,DJ,XVF,Ceramic Tuff tip,Kynar,#TP511VV01S07EBT | 0 | 0 | 0 | 0
V-3000-30H | Elec,pH,XVD,DJ,MKIA,SPR,No TC,CPVC/Viton,Rem Grd | 0 | 0 | 38.897 | 0.297
BEIJ-101 | Elec,Silver/Sulfide,DJ,12X110mm,Epoxy Body,AGS1505-003B | 0 | 0 | 12.042 | 2.254
V-BV100-40B | Elec,pH,XVF,DJ,3/4"NPT CPVC,Ceramic,Tuff Tip | 0 | 263.37 | 36.019 | 12.393 | PROX Lab
00070787-045 | Sub,Cut,Barium, 7.87mm (.310") x 045mm (1.771") Length | 0 | 0 | 0.005 | 0
00071194-065 | Sub,Cut,Barium, 11.94mm (.470") x 065mm (2.559") Length | 0 | 0 | 0.032 | 0
7317AQN1 | Sub,Mono,pH&ORP,.202 Internal,2PlatBands, | 0 | 0 | 30.593 | 0
00190019 | Fitting,SS316 Tube Fitting,3/4"ODx1"MaleNPT,Nylon&SS Ferrule | 18 | 0 | 43.61 | 43.61
V-A120B-30BH | Elec,pH,DJ,XVF,3/4"NPTRyton,Teflon Tuff Tip,PT SolGrnd,PT100 | 0 | 513.92 | 51.589 | 24.732
UBK4A1-114 | Sub,Ultem,Black,12mmOD,P.Ceramic.235"TT,114mm Length | 0 | 0 | 1.959 | 1.765
INEOS-001 | Elec,pH,XVD,DJ,TC 100 ohm,3/4"MPT Kynarw/Grd,SPR,TopFillOnly | 3 | 410.37 | 33.388 | 33.388 | Lab-Ovh
1080373 | Acce,Cable,Bulk,Low Noise Coaxial,#M001003,price per foot | 0 | 1.33 | 0.244 | 0.211
YVL75A0022 | Elec,Nitrate,DJ,Glass,12X110mm,Ref,#N031502-003B | 0 | 0 | 20.84 | 7.271
PH7V570L-3BG | Elec,pH,XVD,DJ,12x115mm,Sealed,Epoxy Body,10K,3.5mm phone pl | 0 | 0 | 15.353 | 5.415
6103-PH | Elec,pH,XVD,DJ,12x115mm,Refill,Epoxy Body,10K,PH7V570L-3BG | 0 | 0 | 10.973 | 4.448
M11-010-011 | Sub,Nipple,CPVC,Short Hex,3/4" MPT,Machine For Krohn | 130 | 0 | 3.633 | 3.053
00071194-147 | Sub,Cut,Barium, 11.94mm (.470") x 147mm (5.787") Length | 0 | 0 | 0.071 | 0
00070787-100 | Sub,Cut,Barium, 7.87mm (.310") x 100mm (3.937") Length | 109 | 0 | 0.011 | 0.009
00375547 | Raw,Tubing,Clear Tygon 7/16"OD x 5/16"ID x 1/16"wall | 62 | 0 | 0.241 | 3.45
SI1L1V1A-125-VK | Sub,Stem,pH,SJ,VK,0.235"x125mm length | 103 | 0 | 2.027 | 2.027 | Lab-Ovh
M09-010-043 | Sub,Insert,CPVC W/Out Junction,For Ceramic, 1920757 | 0 | 0 | 0.755 | 0.417
M01-011-018 | Sub,Housing,PVC 3/4" BSP,4 Hole Guard For AWE,PS183-20B | 1006 | 0 | 11.054 | 11.054 | Lab-Ovh
SI1R1V2B-075-VD | Sub,Stem,pH,DJ,VD,075mm Length | 6 | 0 | 1.773 | 1.693 | Lab-Ovh
WJF-189 | Elec,pH,XVD,AC,SJ,12x75mm,#673V581-010B | 0 | 0 | 8.871 | 3.721
PH-XV200B2BT | Elec,pH,XVD,DJ,MK7,SPR,PT100,Ryton/Viton,#V-200B-2BT | 2 | 0 | 20.725 | 5.397 | Lab-Ovh
COLE-366 | Elec,pH,XBD,DJ,12mmX80mm,1.4" Cap,PT100,#5773777-070BTV12 | 8 | 0 | 59.953 | 1.125
YVL75A0055 | Elec,Fluoride,DJ,12mmx110mm,Refillable,Glass,#F001502-005I | 5 | 0 | 27.662 | 33.797
00071194-080 | Sub,Cut,Barium, 11.94mm (.470") x 080mm (3.150") Length | 0 | 0 | 0.039 | 0.014
SI1O1V1DN-100 | Sub,Stem,ORP,Plat. Band,100mm length | 4 | 0 | 18.925 | 18.925 | Lab-Ovh
00070419-050 | Sub,Cut,Barium, 4.19mm (.165") x 050mm (1.968") Length | 0 | 0 | 0.003 | 0
00070597-150 | Sub,Cut,Barium, 5.97mm (.235") x 150mm (5.906") Length | 0 | 0 | 0.018 | 0
00070083-013 | Sub,Cut,Barium, 8.3mm (.325") x 013mm (0.511") Length | 0 | 0 | 0.001 | 0.002
I-19W0-S8-225 | Elec,pH,Plat,DJ,SPR,12x225mm,Wick,Tfe Washer & O-R,S8 | 0 | 0 | 15.026 | 0
C29-020-WS | Sub,Cable,WS,C29,20 Feet,See Note | 0 | 0 | 15.299 | 0
00070368-140 | Sub,Cut,Barium, 3.68mm (.145") x 140mm (5.512") Length | 0 | 0 | 0.082 | 0.066
00070292-140 | Sub,Cut,Barium, 2.92mm (.115") x 140mm (5.511") Length | 0 | 0 | 0.003 | 0.005
00070953-109 | Sub,Cut,Barium, 9.53mm (.375") x 109mm (4.291") Length | 101 | 0 | 0.022 | 0.021
00070508-100 | Sub,Cut,Barium, 5.08mm (.202") x 100mm (3.937") Length | 0 | 0 | 0.009 | 0
310240NB | Sub,Ag Wire,.01" Diameter,240mm Length,Anodized & AgCl Dip | 0 | 0 | 0.274 | 0
SP20T3 | Elec,pH,XVD,SJ,#577V593A4-010BU,12x110mm,BlueBoot,PT1K | 0 | 0 | 16.338 | 6.928
ISE74B | Elec,Silver/Sulfide,DJ,12X110,Epoxy,#AGS1522-003B | 0 | 0 | 14.744 | 4.465
00377201 | Raw,Cust, Housing,Main Body, pH,MPC | 3768 | 0 | 0.825 | 0.75
00370006 | Raw,Cust, Cap Ring,Plastic Grey,W/Out Hole | 4183 | 0 | 0.297 | 0.27
22089902 | Raw,Seal,Silicone,Teflon JN | 2215 | 0 | 0.0792 | 0.072
22326701 | Raw,Cust, Cap,Rubber,BNC Connector. | 1850 | 0 | 0.275 | 0.25
V-BV100-16H | Elec,pH,X-V,DJ,3/4"MPT CPVC,Ceramic Tuff Tip,SPR | 0 | 0 | 17.897 | 6.87
00390076 | Raw,Barstock,Ryton 3/4"Diameter,40%Glass Fill,Black Color | 18 | 0 | 42.08 | 42.08
C18-002-HA | Sub,Cable,HA,C18,2 Feet,Connector:77280014,Cable:99030131 | 0 | 0 | 1.193 | 0
M05-004-006 | Sub,Cap plug,Delrin For 6mm Glass Size (0.235") | 122 | 0 | 1.969 | 1.969 | Lab-Ovh
M12-001-001 | Sub,Washer,Black Kynar For MK7S (Replace Kalrez O-Ring) | 0 | 0 | 1.252 | 0
M02-004-035 | Sub,Cap,Delrin,Threaded For Plug | 6 | 0 | 3.278 | 0.247 | Lab-Ovh
M01-011-019 | Sub,Housing,Gray PVC,3 O-Rings,W/Guard,Threaded | 0 | 0 | 0.5 | 0.5
16100400 | MRO,Abrasives,Sanding Belt,Silicone Carbide400 Grit,4''x64 | 50 | 0 | 7.4 | 7.398
M01-011-021 | Sub,Housing,Gray PVC,4 O-Rings,Threaded | 0 | 0 | 0.5 | 0.5
M01-011-022 | Sub,Housing,Gray PVC,2 O-Rings,Slot Guard | 0 | 0 | 0.5 | 0.5
M01-011-023 | Sub,Housing,Gray PVC,4 O-Rings,Threaded | 79 | 0 | 0.784 | 0.784
M01-011-024 | Sub,Housing,Gray PVC,2 O-Rings,One Hole B&C SA 9115 | 6 | 0 | 8.421 | 0.465 | Lab-Ovh
M01-011-025 | Sub,Housing,Gray PVC,4 O-Rings,Threaded,For B&C#SA9160 | 130 | 0 | 2.281 | 0.5 | Lab-Ovh
C20-003-TC | Sub,Cable,TC,C20,3 Feet,Strip and Tin,Cable:99039536 | 0 | 0 | 4.414 | 4.414 | Lab-Ovh
WJF-190 | Elec,pH,XVD,DJ,SPR,12x120mm,Wick,#I-10W0-S8-120 | 0 | 125.42 | 22.865 | 11.43
00071194-072 | Sub,Cut,Barium, 11.94mm (.470") x 072mm (2.835") Length | 0 | 0 | 0.036 | 0.012
00070368-100 | Sub,Cut,Barium, 3.68mm (.145") x 100mm (3.937") Length | 0 | 0 | 0.003 | 0.003
M01-001-102 | Sub,Housing,Black Kynar,MK1A,RemovableGrd,3/4"MPT 160002RG-6 | 107 | 0 | 13.44 | 12.887 | Lab-Ovh
M01-001-103 | Sub,Housing,Black Kynar,TaperGrd,O-Ring,316 SS Ring,5600001G | 0 | 0 | 12.652 | 0
1507217-H | Fitting,quick release compression,HAST-C,1"MPT.,viton o-ring | 1 | 0 | 1533.486 | 1533.21
1507217-Q | Fitting,quick release compression,316 SS,1"MPT.,viton o-ring | 6 | 560.47 | 255.584 | 220.394 | Lab-Ovh
M10-003-007 | Sub,Nut,SS 316 Compresion Big Knurl Nut For 1" MPT Q-fitting | 69 | 54.12 | 59.79 | 59.79
00070597-094 | Sub,Cut,Barium, 5.97mm (.235") x 094mm (3.701" Length | 0 | 0 | 0 | 0
00070241-102 | Sub,Cut,Barium, 2.41mm (.095") x 102mm (4.016") Length | 1566 | 0 | 0 | 0
00070419-035 | Sub,Cut,Barium, 4.19mm (.165") x 035mm (1.377") Length | 0 | 0 | 0.003 | 0
ATT5-060 | Sub,TestTube | 5 | 0 | 0.466 | 0.466 | Lab-Ovh
00070368-155 | Sub,Cut,Barium, 3.68mm (.145") x 155mm (6.102") Length | 0 | 0 | 0 | 0
M01-002-013 | Sub,Housing,Ryton,Threaded Guard,4 O-Rings | 0 | 0 | 0.5 | 0.5
M01-001-104 | Sub,Housing,Black Kynar,O-Ring, 3/4" Kynar For Oxygen | 0 | 0 | 0.5 | 0.5
M05-004-008 | Sub,Cap plug,Delrin,O-Ring,Sensorex Style | 0 | 0 | 0.5 | 0.5
M02-001-022 | Sub,Cap,Kynar,45mm Length,9.5mm ID,2 O-Ring,2 Hole | 0 | 0 | 0.5 | 0.5
M09-017-001 | Sub,Insert,Teflon,2 O-Rings,For C527T-2 | 0 | 0 | 0.382 | 0
ELH-120 | Elec,pH,X-5TD,DJ,#M7211000315B | 1 | 74.95 | 28.812 | 30.109 | PROX Lab
M07-003-014 | Sub,Tube,SS 316, 15.750" Length,Flow Hole | 0 | 0 | 28.13 | 27.934 | Lab-Ovh
M09-009-003 | Sub,Insert,Teflon,K=1.00,For 621-2-X-2 | 43 | 0 | 4.138 | 4.138 | Lab-Ovh
M07-003-015 | Sub,Tube,SS 316,120mm Length,Flow Hole,For C527S-3 | 147 | 0 | 8.615 | 0.5 | Lab-Ovh
ISTEK-331 | Elec,pH,XVF,DJ,3/4"MPT Ryton,PT100,#V-AV10B-20BRCA | 1 | 129.76 | 44.244 | 5.86 | PROX Lab
ELH-122 | Solu,Nitrate,1000ppm,475ml,#N03AS02 | 0 | 0 | 2.162 | 1.474
ELH-123 | Solu,Nitrate Ionic Strength Adj,#N03IS01 | 0 | 0 | 2.162 | 4.794
ELH-125 | Solu,Reference Fill,0.1M(NH4)2SO4,125mL,#R001044 | 0 | 0 | 1.482 | 1.016
ELH-126 | Solu,Ammonia,Inner fill,125ml,#NH3IF01 | 0 | 0 | 1.482 | 0
ELH-127 | Solu,Ammonia,Activity Standard,1000ppm,475ml,#NH3AS02 | 0 | 0 | 2.162 | 0
M07-003-016 | Sub,Tube,SS 316,120mm Length,Flow Hole,For C75B410,K=1.0 | 122 | 0 | 8.101 | 2.369 | Lab-Ovh
ELH-128 | Acce,Membrane Kit (PK/3) Thread Membrane & O-ring,#NH3MK07 | 0 | 0 | 0.344 | 0
M07-003-017 | Tube,SS 316,120mm Length,Flow Hole,For C75B210,K=0.1 | 8 | 0 | 21.188 | 8.101 | Lab-Ovh
M07-003-018 | Sub,Tube,SS 316,120mm Length,Flow Hole,For C527-2,K=1.0 | 6 | 0 | 6.912 | 2.488
M01-003-008 | Sub,Housing,SS 316,K=1.00,For C621-2-X-2, | 0 | 0 | 12.855 | 0.5
M07-003-019 | Sub,Tube,SS 316,120mm Length,Flow Hole,For C75X210,K=0.1 | 20 | 0 | 0.5 | 0.5
M07-003-021 | Sub,Tube,SS 316,160mm Length,Flow Hole,For C75X210,K=0.01 | 0 | 0 | 0.5 | 0.5
M01-020-015 | Sub,Housing,Ultem For BTI,1903302-BJ | 0 | 0 | 1.76 | 1.454
M01-003-011 | Sub,Housing,SS 316,K=1.0,For C75X410 | 0 | 0 | 8.101 | 0.5
ELH-129 | Elec,Ammonia,12x110mm,Delrin,#NH31501C-003B | 0 | 0 | 29.605 | 0
M01-020-016 | Sub,Housing,Ultem For BTI,1901305-FS4V17 | 43 | 0 | 1.716 | 1.965
M01-003-012 | Sub,Housing,SS 316,K=0.01,For C621-1-X-1 | 2 | 0 | 15.759 | 1.533
M07-003-022 | Sub,Tube,SS 316,120mm Length,Flow Hole,K=0.01 For C75B410 | 0 | 0 | 8.101 | 2.369
M07-003-023 | Sub,Tube,SS316 120mmLength,FlowHole,ForC527H1,K=0.01,PEEKIns | 0 | 0 | 0.5 | 0.5
2010VPI-PT-20H | Acce,Cable,Vario pin connector to Hank,Ingold wiring,20' Len | 0 | 0 | 42.834 | 0
A-200B-30BH | Elec,pH,TB551,XVD,DJ,SPR,PT100,Kynar/Viton | 1 | 350.18 | 65.158 | 40.605 | PROX Lab
R-215B-F6-06 | Elec,pH,XVF,PT100,316SS/Kynar/Viton,1x6",PTSolGrnd,LTJ | 0 | 0 | 14.188 | 4.162
I-190B-VPI-325 | Elec,pH,Plat,DJ,SPR,12x325mm,PT100,Tfe Washer & O-R | 0 | 0 | 17.645 | 6.314
M18-003-001 | Sub,Adapter,SS 316,1"MPT Twist-Lock 1500143 | 0 | 0 | 13.807 | 13.807
310250NN | Sub,Ag Wire,.01" Diameter,250mm Length,No Dip | 0 | 0 | 0.285 | 0
COLE-367 | Elec,Cond,K=0.1,12x110mm,Plat,30K Ther,#5731302-4A1-20WI6 | 0 | 0 | 89.632 | 10.938
M02-005-003 | Sub,Cap,PEEK,Conductivity K=0.1 PSE-01 | 2 | 0 | 2.284 | 0.511 | Lab-Ovh
M09-001-008 | Sub,Insert,Natural Kynar For Conductivity K=0.1,PSE-01 | 37 | 0 | 4.854 | 3.152 | Lab-Ovh
M17-008-001 | Sub,Pin,SS 316L,Conductivity For K=0.1,PSE-01 | 25 | 0 | 2.689 | 0.848 | Lab-Ovh
M01-003-014 | Sub,Housing,SS 316,3/4" BSP Thread,Cond.K=0.1,PSE-01 | 36 | 0 | 25.268 | 24.654 | Lab-Ovh
M10-044-001 | Sub,Nut,Brass Nickel Plated,Small For Cond. K=0.1,PSE-01 | 152 | 0 | 2.793 | 0.952 | Lab-Ovh
M10-044-002 | Sub,Nut,Brass Nickel Plated,Big For Cond. K=0.1,PSE-01 | 169 | 0 | 4.515 | 1.315 | Lab-Ovh
00070787-044 | Sub,Cut,Barium, 7.87mm (.310") x 044mm (1.732") Length | 0 | 0 | 0.005 | 0.004
ES4N-120 | Sub,Epoxy,SmokeyGray,12mmODx.470"IDx120mm Length,NoGuard | 0 | 0 | 0 | 0
M07-003-025 | Sub,Tube,SS 316 120mmLength,FlowHole,ForC527-1,K=0.01,TefIns | 29 | 0 | 8.101 | 8.101
M07-019-005 | Sub,Tube,Titanium,12.5mm O.D.x 120mm Length,Flow Hole,K=0.01 | 43 | 0 | 18.433 | 18.475
TOPAC-039 | Elec,Oxygen,Galvanic,12mmx320mm,#D-G475P0J320-DL | 0 | 0 | 7.647 | 1.852
JAF-047 | Elec,Ammonia,12X110mm,Delrin Body,#NH31501-003B | 0 | 0 | 27.984 | 0
CLEAN-030 | Elec,Copper,SJ,12x110mm,Spring Loaded,Epoxy,#CU01503-003B | 0 | 0 | 4.288 | 1.846
16B6646-20H | Elec,Plat,DJ,T/L,Kynar insert,SPR,PT100 | 0 | 0 | 88.039 | 10.198
ISTEK-332 | Elec,Cond,K=1.0,Plat foil,6mmx110mm,#5571302F-31-010BRCA | 0 | 0 | 27.963 | 1.196 | Lab-Ovh
C29-003-BG | Sub,Cable,BG,C29,3 Feet,See Note | 0 | 0 | 2.642 | 1.857
C13-030-BH | Sub,Cable,BH,C13,30 Feet,See Note | 0 | 0 | 22.638 | 0
22082215 | Raw,O-Ring,Silicone 70, 2-215 | 0 | 0 | 0.04 | 0.04
M17-008-002 | Sub,Pin,SS 316L,Conductivity For K=0.01,PSE-001 | 0 | 0 | 1.041 | 0.272
M01-003-015 | Sub,Housing,SS 316,Conductivity,K=1.0,1/2 NPT,C621-2X-1 | 0 | 0 | 12.855 | 3.578
M21-010-001 | Sub,Chamber,CPVC, 4.600" Length For Lock&Load(1921020THS) | 21 | 0 | 87.43 | 87.43
M09-010-044 | Sub,Insert,CPVC 9.937" Length For Lock & Load(1921020THS) | 7 | 0 | 87.43 | 87.43
M07-003-028 | Sub,Tube,316 SS, O.D. 12.5mm x 120mm Length, K=1.0 | 37 | 0 | 8.884 | 8.865 | Lab-Ovh
M01-003-016 | Sub,Housing,SS 316,K=1.0,PEEK Insulator,For C621H-2X2 | 0 | 0 | 0.5 | 0.5
M07-003-033 | Sub,Tube,316 SS,12.5x260mm Length,K=1.0 | 0 | 0 | 0.5 | 0.5
V-A120B-16H | Elec,pH,XVF,DJ,3/4"MNPT Ryton,PTFE,Sol(Plat)PT100 | 3 | 340.86 | 58.074 | 54.95 | Lab-Ovh
M01-032-017 | Sub,Housing,Epoxy Tube Black,1/8" Hole,Graphite,K=1.0 | 0 | 0 | 3.309 | 1.503
00070787-095 | Sub,Cut,Barium, 7.87mm (.310") x 095mm (3.740") Length | 0 | 0 | 0.01 | 0
M01-011-026 | Sub,Housing,PVC,3/4" BSP,For AWE,PT183 | 0 | 0 | 1.346 | 0.7552
00070597-020 | Sub,Cut,Barium, 5.97mm (.235") x 020mm (.787") Length | 0 | 0 | 0.002 | 0.002
00070787-050 | Sub,Cut,Barium, 7.87mm (.310") x 050mm (1.969") Length | 0 | 0 | 0.005 | 0
AREFC2-025 | Sub,Mono,Reference,.095"x025mm Length | 0 | 0 | 0.001 | 0
C32-005-BJ | Sub,Cable,BJ,C32,5 Feet,See Note | 0 | 0 | 2.543 | 0
00070419-125 | Sub,Cut,Barium, 4.19mm (.165") x 125mm (4.921") Length | 0 | 0 | 0.01 | 0
27009-26 | Elec,pH,BD,DJ,12x110mm,Spinning Cap#277V700-010T | 0 | 0 | 7.408 | 0.817
COLE-368 | Elec,pH,XVD,SJ,12X115mm,Sealed Reference,Epoxy,PH7V130-3B | 1 | 37.29 | 10.112 | 4.292
TOPAC-040 | Elec,pH,XV,SJ,12x110mm,Refillable,calomel,577V905-003B | 0 | 0 | 8.28 | 1.112
M02-021-001 | Sub,Cap,Black PEEK,Long Cap 0.650" Deepth For ECI-010A | 158 | 0 | 1.672 | 1.687
00070083-140 | Sub,Cut,Barium, 8.3mm (.325") x 140mm (5.511") Length | 318 | 0 | 0.018 | 0.014
M02-020-014 | Sub,Cap,Black Ultem,For S7 Connector,Spinning Cap 13.5, DL | 419 | 0 | 1.331 | 1.064 | Lab-Ovh
19B6649-2BT | Elec,Plat,DJ,MKVII,SPR,PT100 | 2 | 371.59 | 46.848 | 14.701 | PROX Lab
PH-X6733581034H | Elec,pH,X2,SJ,AC,12x75mm,blk,B-EDelier,WhtBody#6733581-34HSB | 0 | 0 | 7.48 | 2.187
M10-045-001 | Sub,Nut,Carbon Steel,For 3/4"MPT Fitting,K=1.0,7760191 | 20 | 0 | 3.238 | 3.238
M01-045-001 | Sub,Housing,Carbon Steel,3/4"MPT,K=1.0,Cyclops-189 | 0 | 0 | 0 | 0
M01-001-105 | Sub,Housing,Blk Kynar,1/4" MPT,Straigth Knurl ForRodi System | 34 | 0 | 1.056 | 0.659
M02-004-036 | Sub,Cap,Black Delrin,For Kyoto 650000125 | 20 | 0 | 0.076 | 0.069
00070083-120 | Sub,Cut,Barium, 8.3mm (.325") x 120mm (4.724") Length | 0 | 0 | 0.001 | 0
M24-031-003 | Sub,Billet,Silver,.170x.400 Length For ECI-010A | 224 | 0 | 14.561 | 7.046
00071194-114 | Sub,Cut,Barium, 11.94mm (.470") x 114mm (4.488") Length | 0 | 0 | 0.057 | 0.02
00070635-006 | Sub,Cut ,Barium, 6.35mm (.250") x 006mm (0.236") Length | 0 | 0 | 0 | 0
00070508-015 | Sub,Cut,Barium, 5.08mm (.202") x 015mm (0.591") Length | 0 | 0 | 0.001 | 0
7317ADM-095 | Sub,pH,Mono,Plat,12x095mm Length | 19 | 0 | 15.875 | 15.875 | Lab-Ovh
C32-001-BB | Sub,Cable,BB,C32,1 Foot,Male BNC:77020104,Cable:99030045 | 0 | 0 | 2.104 | 2.025 | Lab-Ovh
00071194-087 | Sub,Cut,Barium, 11.94mm (.470") x 087mm (3.425") Length | 0 | 0 | 0.044 | 0.015
00070292-127 | Sub,CuteTube,Barium 2.92mmODx.558mm wall,127mm Length (5") | 159 | 0 | 0.003 | 0.005
00070368-127 | Sub,Cut,Barium, 3.68mm (.145") x 127mm (5.000") Length | 0 | 0 | 0.005 | 0.005
00070508-038 | Sub,Cut,Barium, 5.08mm (.202") x 038mm (1.496") Length | 0 | 0 | 0.003 | 0.003
00070508-054 | Sub,Cut,Barium, 5.08mm (.202") x 054mm (2.126") Length | 0 | 0 | 0.004 | 0.004
00070711-050 | Sub,Cut,Barium, 7.11mm (.280") x 050mm (1.969") Length | 0 | 0 | 0.008 | 0.005
M12-017-001 | Sub,Washer,Porous Teflon,Internal Use For 12mm Glass,1E1097 | 0 | 0 | 0.841 | 0.64983
00071194-100 | Sub,Cut,Barium, 11.94mm (.470") x 100mm (3.937") Length | 99 | 0 | 0.05 | 0.017
00071194-102 | Sub,Cut,Barium, 11.94mm (.470") x 102mm (4.016") Length | 0 | 0 | 0.05 | 0.017
00071194-105 | Sub,Cut,Barium, 11.94mm (.470") x 105mm (4.134") Length | 149 | 0 | 0.057 | 0.02
00071194-120 | Sub,Cut,Barium, 11.94mm (.470") x 120mm (4.724") Length | 0 | 0 | 0.06 | 0.02
00070419-126 | Sub,Cut,Barium, 4.19mm (.165") x 126mm (4.961") Length | 0 | 0 | 0.01 | 0
00070419-150 | Sub,Cut,Barium, 4.19mm (.165") x 150mm (5.906") Length | 0 | 0 | 0.011 | 0
00070787-091 | Sub,Cut,Barium, 7.87mm (.310") x 091mm (3.583") Length | 0 | 0 | 0.01 | 0.008
00070083-047 | Sub,Cut,Barium, 8.3mm (.325") x 047mm (1.850") Length | 0 | 0 | 0.007 | 0.005
00070083-065 | Sub,Cut,Barium, 8.3mm (.325") x 065mm (2.559") Length | 423 | 0 | 0.009 | 0.007
00070953-076 | Sub,Cut,Barium, 9.53mm (.375") x 076mm (2.992") Length | 0 | 0 | 0.017 | 0.015
00070787-035 | Sub,Cut,Barium, 7.87mm (.310") x 035mm (1.378") Length | 0 | 0 | 0.003 | 0
7591AT8-085 | Sub,pH,SJ,12x 085mm Length | 0 | 0 | 0.051 | 0
PHF-050ST | Elec,pH,X-VF,DJ,CPVC,#192V757-50HST,SpadeLugforpH,S&TforRe | 0 | 0 | 9.663 | 1.312
22320006 | Raw,Bushing,White Silic, .143"ODx.100"Thick for ID.137"-.141 | 5000 | 0 | 0.195 | 0.195
M10-010-005 | Sub,Nut,CPVC,1/2" MPT For Housing Of WJF-079 | 11 | 0 | 0.623 | 0.623
M01-010-047 | Sub,Housing,CPVC W/ 15/16-18 TPI Thread for WJF-079 | 10 | 0 | 3.249 | 3.401
58289027 | Holder,Lock&Load,316L SS,F/PG13.5 for 225mm,#1951020THS | 0 | 486.32 | 59.812 | 0
6507A5NAV-055BD | Sub,pH/ORP,SJ,BD,8x055mm Length,VLPC 3.6mm ID Refill,1Wick | 10 | 0 | 0.202 | 0.16
BS811RF-40 | CABLE ASSY,40FT | 0 | 0 | 156.531 | 0
V-7400-3B | Elec,Plat,DJ,12x110mm,Epoxy,Tuff Tip | 0 | 0 | 15.613 | 4.369
RP45310-3B | Elec,Plat,SJ,12mmX110mm,refillable,Glass body | 2 | 0 | 30.125 | 6.32
C2-003-VX | Sub,Cable,VX,C2,3 Feet,See Note | 0 | 0 | 5.254 | 3.75 | Lab-Ovh
C18-020-WI | Sub,Cable,WI,C18,20 Feet, See Note | 0 | 0 | 9.177 | 0
C32-002-HA | Sub,Cable,HA,C32,2 Feet,Connector:77280014,Cable:99030045 | 3 | 0 | 0.816 | 0.825 | Lab-Ovh
00071194V-125 | Sub,Cut,Barium, 11.94mm (.470") x 125mm (4.921")3.6mmX.700RH | 0 | 0 | 0.065 | 0
00071194V-128 | Sub,Cut,Barium, 11.94mm (.470") x 128mm (5.039")3.6mmX.700RH | 0 | 0 | 0 | 0
M17-014-001 | Sub,Pin,Graphite,1/8"OD x 3/4" Length For A261205P | 287 | 0 | 0.24 | 0.242
00071194-023.2 | Sub,Cut,Barium, 11.94mm (.470") x 023.2mm (0.913") Length | 0 | 0 | 0.012 | 0.004
00071194-098 | Sub,Cut,Barium, 11.94mm (.470") x 098mm (3.858") Length | 0 | 0 | 0.05 | 0.017
19500-25 | Elec,Cond,0.01 Const,316SS/TFE,TC 100 ohm,#C19B114-F-83 | 0 | 0 | 33.391 | 3.885
SNG-TI19373C | Acce,Cable,3mm Coax,4' Length,#2010662-4R | 0 | 0 | 39.459 | 17.802
00070787-031 | Sub,Cut,Barium, 7.87mm (.310") x 031mm (1.220") Length | 0 | 0 | 0.003 | 0
00070419-180 | Sub,Cut,Barium, 4.19mm (.165") x 180mm (7.086") Length | 0 | 0 | 0.016 | 0
M01-001-106 | Sub,Housing,Black Kynar,Rear,1/2" FPT x 18 TPI,1600720 | 6 | 0 | 20.515 | 0
99030105 | Cable,Coil Cord,Coaxial 26 AWG Low Noise (C41) | 105 | 0 | 15.13 | 15.13
1500309 | Raw,Flange,1.5" 316l SS,#150,Raised Face,w/1.25"FNPT Hole | 0 | 262.15 | 116.67 | 116.67
PE300-10B | Elec,pH,XVD,DJ,12x115mm,Frit,Fixed Grd,#V-7000-10B | 2 | 69.6 | 15.133 | 15.133 | Lab-Ovh
95DDNB-335 | Sub,SJ,ThickWall,PlatBand11252507,12mmx235mmLength | 0 | 0 | 14.708 | 0
310370NN | Sub,Ag Wire,.01" Diameter,370mm Length,No Dip | 0 | 0 | 0.423 | 0
00070597-110 | Sub,Cut,Barium, 5.97mm (.235") x 110mm (4.331") Length | 0 | 0 | 0.014 | 0
SI1R1V2KM-140 | Sub,Stem,pH,PlatDisc#11250200, 140mm Length | 8 | 0 | 10.69 | 12.398 | Lab-Ovh
00070083-125 | Sub,Cut,Barium, 8.3mm (.325") x 125mm (4.921") Length | 0 | 0 | 0 | 0
00071194-050 | Sub,Cut,Barium, 11.94mm (.470") x 050mm (1.969") Length | 0 | 0 | 0.023 | 0
00070597-050 | Sub,Cut,Barium, 5.97mm (.235") x 050mm (1.969") Length | 0 | 0 | 0.008 | 0
C18-006-DQ | Sub,Cable,DQ,C18,6 Feet,5 pin Din:77000022,Cable:99030131 | 0 | 0 | 4.101 | 0
00070368-085 | Sub,Cut,Barium, 3.68mm (.145") x 085mm (3.346") Length | 0 | 0 | 0.002 | 0
00070419-089 | Sub,Cut,Barium, 4.19mm (.165") x 089mm (3.346") Length | 0 | 0 | 0.008 | 0
00070508-039 | Sub,Cut,Barium, 5.08mm (.202") x 039mm (1.535") Length | 0 | 0 | 0.003 | 0
00070711-051 | Sub,Cut,Barium, 7.11mm (.280") x 51mm (2.007") Length | 0 | 0 | 0.008 | 0
00190119 | Connector,Fitting,1/2"T x 1"P,Male 316SS | 0 | 0 | 27.42 | 27.42
M01-023-010 | Sub,Housing,Gray Epoxy,12mm OD x 130mm Length | 12 | 0 | 7.115 | 7.115 | Lab-Ovh
M01-023-011 | Sub,Housing,Gray Epoxy,Refill,12mm OD x 140mm Length | 10 | 0 | 7.37 | 7.37 | Lab-Ovh
ISE1508-116 | Sub,Glass Internal, 12mm x 116mm Length, (00054423) | 0 | 0 | 7.454 | 7.454 | Lab-Ovh
M01-023-013 | Sub,Housing,Gray Epoxy,12mm OD x 120mm Length | 2 | 0 | 6.839 | 6.442 | Lab-Ovh
M01-015-007 | Sub,Housing,BlueEpoxyTube,T.W.,Refill,12mmODx120mmLength | 0 | 0 | 0.5 | 0.5
M01-015-008 | Sub,Housing,BlueEpoxyTube,12mmODx090mm Length | 61 | 0 | 1.891 | 1.768
M01-032-021 | Sub,Housing,Epoxy Tube Black For Fluoride Pellet,.470"ODx120 | 58 | 0 | 3.929 | 3.7983 | Lab-Ovh
M11-002-006 | Sub,Nipple,Ryton,Short Hex For S7 | 0 | 0 | 0.5 | 0.5
M01-020-017 | Sub,Housing,Ultem,Threaded,2 O-Ring,Thru Flow,For U700091 | 106 | 0 | 3.468 | 4.053
M11-010-014 | Sub,Nipple,CPVC Hex,W/ Capplug,4 Pins | 0 | 0 | 0.5 | 0.5
M11-001-003 | Sub,Nipple, Black Kynar, 1"MPT. with Flat Wrench for TP561 | 30 | 0 | 18.207 | 18.207 | Lab-Ovh
M01-001-108 | Sub,Housing,Kynar,3/4" Thread,P821 | 15 | 0 | 9.54 | 8.438
M11-002-008 | Sub,Nipple,Ryton,Short Hex For 6 Pin | 19 | 0 | 3.105 | 3.68
M11-002-009 | Sub,Nipple,Ryton,Short Hex For Red S7 | 17 | 0 | 3.105 | 3.68
M01-011-030 | Sub,Housing,Gray PVC,190mm Length | 0 | 0 | 0.5 | 0.5
M01-011-031 | Sub,Housing,Gray PVC,4 O-Ring,082mm Length | 0 | 0 | 0.5 | 0.5
00070103-066 | Sub,Cut Tube,Barium,10.3mmODx0.81mmWall,066mmLength (2.60") | 0 | 0 | 0.01 | 0.01
M01-015-010 | Sub,Housing,Blue Epoxy Tube,TC hole,12.5x060mmLength | 171 | 0 | 0.5 | 0.5
M01-015-011 | Sub,Housing,Blue Epoxy Tube,12.5mm x 060mm Length | 198 | 0 | 1.188 | 0.633
M01-015-012 | Sub,Housing,Blue Epoxy Tube,9.5mm x 055mm Length | 139 | 0 | 0.5 | 0.5
V-0001-20BH | Elec,pH,X-VD,DJ,SPR,3Kohm,12x110mm | 0 | 0 | 23.708 | 9.44
7317AUM-113 | Sub,Mono,8mmAgBillet, 12x113mm Legnth | 0 | 0 | 2.842 | 0.032 | Lab-Ovh
PH7V110-10B-300 | Elec,pH,XVD,SJ,12mmX300mm,Sealed Reference,Epoxy Body | 0 | 0 | 14.901 | 7.44
M01-010-049 | Sub,Housing,CPVC,Cond,K=1.0,2Holes For Graphite Pin(ELM-052) | 0 | 0 | 1.809 | 1.1623
00070368-101 | Sub,Cut,Barium, 3.68mm (.145") x 101mm (3.976") Length | 0 | 0 | 0.003 | 0
M02-044-001 | Sub,Gyrolok Cap,Brass Plated | 671 | 0 | 8.43 | 8.236 | Lab-Ovh
M01-015-013 | Sub,Housing,BlueEpoxyTube,12x090mmLength,2O-Rings,SlotGuard | 1 | 0 | 1.44 | 0.5
M01-032-025 | Sub,Housing,Epoxy Tube Black,12mm OD x 038mm Length | 358 | 0 | 0.5 | 0.5
ELM-157 | Elec,pH,XVD,DJ,Spring Loaded,Refillable,#573V703-003B | 0 | 0 | 39.029 | 3.786
CYCLOPS-218 | Elec,pH,Ryton Cap,X-VD,DJ,SPR,No TC,12x213mm,#V-0000-10B-213 | 0 | 120.23 | 27.354 | 25.296 | PROX Lab
M05-003-002 | Sub,Cap Plug,316 Stainless Steal,For MKX | 26 | 0 | 12.199 | 11.999 | Lab-Ovh
CTT1-095 | Sub,Pyrex,Test Tube,0.070" Glass Size,095mm Length | 337 | 0 | 0.375 | 0.01
00070070-095 | Sub,Cut,Pyrex,.074"ODx.053"ID x 095mm Length, (3.740") | 0 | 0 | 0.338 | 0
C32-X19-BB | Sub,Cable,BB,C32,19 Inches,Male BNC:77020104,Cable:99030045 | 0 | 0 | 1.178 | 0
M14-010-001 | Sub,Guard,CPVC,4 Holes For ELM-053,ELM-171 | 103 | 0 | 3.979 | 3.797 | Lab-Ovh
M01-010-050 | Sub,Housing,CPVC,Cond,K=0.1,2Holes For 316 SS Pin(ELM-053) | 25 | 0 | 10.799 | 2.048 | Lab-Ovh
M01-001-109 | Sub,Housing,Black Kynar,Flange,3/4"MPT. For 5600004 | 0 | 0 | 27.609 | 17.261
00070787-007 | Sub,Cut,Barium, 7.87mm (.310") x 007mm (0.276") Length | 0 | 0 | 0.001 | 0
M01-010-051 | Sub,Housing,CPVC,3/4-14 BSP Thread For AWE LS23436 | 76 | 0 | 6.99 | 7.083 | Lab-Ovh
M17-014-002 | Sub,Pin,Graphite,.410"OD x .780" Length For CP621-3S-4S | 22 | 0 | 3.217 | 2.635
M17-014-003 | Sub,Pin,Graphite W/ Groove,O-Ring For ELM-052 | 416 | 0 | 0.471 | 0.475
M17-003-004 | Sub,Pin,SS 316L,Conductivity For ELM-034 | 43 | 0 | 0.471 | 0.11
M17-003-005 | Sub,Pin,SS 316L,Conductivity For ELM-053 | 127 | 0 | 2.539 | 0.191 | Lab-Ovh
M09-010-045 | Sub,Insert,CPVC,K=0.1 For AWE-055 (6921312-1S-T) | 0 | 0 | 1.246 | 0.775
M14-010-002 | Sub,Guard,Grey CPVC,2 Holes For MK1A | 85 | 0 | 3.265 | 3.169 | Lab-Ovh
44006208 | Raw,Cust, Label,Cap,57X11.5 for Thermo Scientific Eutech | 1850 | 0 | 0.154 | 0.14
C18-003-IH | Sub,Cable,IH,C18,3 Feet,See Note | 1 | 0 | 4.87 | 4.856 | Lab-Ovh
ISTEK-333 | Elec,Polar,PT100 3/4" MPT CPVC,250nA-320nA,#192IP57-66TV12 | 0 | 0 | 2.784 | 1.89
00070597-010 | Sub,Cut,Barium, 5.97mm (.235") x 010mm (.0.394") Length | 0 | 0 | 0.002 | 0
510130NN | Sub,PT. wire, 130mm Length, No dip | 0 | 0 | 0 | 0
REFSPIRAL2-040 | Sub,Spiral Reference | 0 | 0 | 0.048 | 0.172
00070787-063 | Sub,Cut,Barium, 7.87mm (.310") x 063mm (2.480") Length | 0 | 0 | 0.007 | 0
ECI-010A | Elec,Ag Billet,DJ,Sealed,KNO3 Polymer,8x75mm,3'BNC,LAR571 | 14 | 109.37 | 44.51 | 44.51 | PROX Lab
M01-032-026 | Sub,Housing,Epoxy Tube Black,12mm OD x 130mm Length | 0 | 0 | 0.5 | 0.5
M18-003-003 | Sub,Adapter,SS 316,1"MPT Twist-Lock W/ Guard 1500143G | 0 | 0 | 20.602 | 20.602
PH-X55335017 | Elec,pH,X-5,SJ,6x155mm,Epoxy Body,Sealed,#5533501-010I | 0 | 0 | 26.032 | 3.333 | Lab-Ovh
00150100 | Raw,Thumb Cap,Black Polypropylene | 4137 | 0 | 1.256 | 1.256
M01-010-052 | Sub,Housing,CPVC Conductivity,1-1/2" MPT. For C3254 toroidal | 51 | 0 | 27.524 | 26.97 | Lab-Ovh
7593A5NA8K | Sub,pH,SJ,1wick,12x120mm Length,.165 Int. | 200 | 0 | 5.5 | 5
M02-004-037 | Sub,Cap,Delrin,For NH3 | 15 | 0 | 1.934 | 1.86 | Lab-Ovh
C29-010-UK | Sub,Cable,UK,C29,10 Feet,See Note | 0 | 0 | 8 | 0
11250100-017 | Wire,Platinum,.010"diameter,99.99%,annealed, 017mm Length | 0 | 0 | 0.909 | 0
11230100-140 | Wire,silver,99.99%,0.010"Diameter,AnnealedFinish,140mmLength | 0 | 0 | 0.16 | 0
00070597-120 | Sub,Cut,Barium, 5.97mm (.235") x 120mm (4.724") Length | 0 | 0 | 0.014 | 0
NEMA4X-40-40-24 | 316SS NEMA4X Enclosure | 0 | 0 | 0 | 0
35802-03 | Elec,Ammonium,#NH41502-003B,12x110mm,Refillable | 0 | 172.31 | 33.33 | 31.6 | PROX Lab
35802-53 | Solu,Kit,Ammonium,Peco#NH41502K | 0 | 32.35 | 6.615 | 4.757
5993-77 | Elec. Holder,#1061013P,1/2"NPT In-Line,Kynar,w/Guard | 0 | 43 | 16.292 | 16.522
5993-80 | Elec,pH,X-BD,SJ,#3983501-010B,Dispsble Submersn,3'Kynar pipe | 2 | 147.58 | 90.222 | 90.222 | PROX Lab
5994-40 | Temp,Temp,Comp,#5531001-003GV12,6x127mm,PT100 | 9 | 32.55 | 11.605 | 3.905 | PROX Lab
19500-22 | Elec,Cond,K=0.1,#5771302-44-10T,w/10K TC,Platinum Foil | 0 | 79.01 | 115.932 | 43.454 | PROX Lab
19500-45 | Elec,Cond,K=1.0,#C621-2-1-1,W/C621-10T,PT100,316SS,1/2"MNP | 5 | 102.91 | 49.844 | 49.844 | PROX Lab
27001-69 | Elec,PT Wire,DJ,#3983701-010B,3'Blk Kynar Pipe | 1 | 167.97 | 94.606 | 91.509 | PROX Lab
27003-84 | Pipe "T",1"NPT,w/1/2"FNPT,CPVC Reducer Bushing,#1021012 | 0 | 50.31 | 24.309 | 23.343
27012-11 | Elec,pH,X-2,SJ,#RR5773591-025BGV12,Red rod,PT100. | 2 | 118.39 | 41.266 | 35.57 | PROX Lab
27013-41 | Elec,Platinum,DJ,#5779878-025B,12x80mm | 2 | 0 | 37.109 | 17.149
13-620-256 | Elec,pH,FS5,Mono,12x106mm,No Guard,Epoxy,US Standard | 0 | 0 | 19.27 | 7.663
PH2000-25 | Phastrac 2000 Assembly, 25mm port,Manual Retractable Housing | 0 | 1024.47 | 125.083 | 73.288
HABP635DSP-B225 | Elec,pH,X-VD,DJ,12x225mm | 0 | 0 | 2.826 | 5.815
NH31501-003B | Elec,Ammonia,12mmX110mm,Delrin Body | 3 | 487.64 | 43.947 | 3.557 | PROX Lab
13-620-158 | Bulb Protective Guard,White Poly (12mm) | 0 | 0.89 | 0.273 | 0.242
00030080 | Pipe, CPVC 1/2" sch 80 gray | 70 | 0 | 1.9 | 1.9
22091201 | Raw,O-Ring, Buna 70, 12mm x 1mm | 6252 | 0 | 0.013 | 0.013
NA71501G-X18Z | Elec,Sodium,Mono,Glass body,Ground Joint | 0 | 0 | 19.604 | 13.258
V-516B-16BT3-57 | Elec,pH,DJ,TuffTip,Kynar 1"MPT w/Grd,100ohm,SolGrnd,SPR | 0 | 0 | 1.062 | 0.17
11250250F | Raw,Foil,Platinum, 99.99% pure, 0.250"W x 12"L x 0.001"T | 15.25 | 0 | 132.1821 | 89.92
27508-24 | Elec,pH,DJ,GX5F,#5735734A1-3BI8,30K,12mmx110mm Tufftip | 0 | 89.45 | 15.532 | 9.622 | PROX Lab
5997-02 | Elec,pH,XVBD,SJ,#1923537-10BGV20,3/4"MNPT CPVC w/guard,30k | 0 | 79.41 | 47.882 | 15.871 | PROX Lab
05304139 | Raw,Chem, Lithium Chloride, Reagentplus, 99% | 0 | 0 | 0.1345 | 0.1345
77020106 | Raw,Connector, Type F Coaxial 50 ohms, RG174 (male) | 47 | 0 | 28.99 | 29.87
31117390 | Sub,pH,X-V Spear tip,Mono,12mmm,See Honeywell draw,complete | 21 | 182.86 | 43.152 | 43.152
31008712 | Elec,Ref,Agcl package,12mmPyrex,Side arm,seeHoneywell draw | 2 | 89.35 | 21.391 | 6.111 | PROX Lab
CDW97-KP5 | Elec,Cond.,K=.5,4 pin graphite,15.5x110mm,Epoxy,30K,#A57201 | 0 | 0 | 20.642 | 9.926
CDW97-K10 | Elec,Cond,K=10,4 band,12x110mm Black epoxy,12 pin connector | 0 | 0 | 53.487 | 27.05
29041-06 | Elec,pH,DJ,GX-BD,#A773792-420-DL | 0 | 148.84 | 18.556 | 18.233
05290825 | Raw,Chem, Sodium Citrate Dihydrate ACS Reagent | 1300 | 0 | 0.06 | 0.06
SA73792-120-DL | Elec,Combo pH,AutoclavableDJ,120MM"A"Length,GX-2Dome Sealed | 0 | 0 | 24.797 | 12.657
44009013 | Raw,Sleeve,VL Brand, 4"x 2.125"x 10.5"Gray,Blue,White | 4665 | 0 | 0.294 | 0.294
9210012 | Solu,Buffer pH 4, 475ml, NIST-Traceable | 0 | 50.34 | 1.596 | 1.596
9210014 | Solu,Buffer pH 10, 475ml, NIST-Traceable | 15 | 48.46 | 2.928 | 2.928
16101411 | MRO,Tie wrap,nat color,4"L,for electrode guard/use680017 | 0 | 0 | 0.02 | 0.02
HABP635W-120-S8 | Elec,pH,DJ,GX-VD,Wick,12mmX120mm,TeflonWasher&O-Ring | 13 | 248.75 | 7.095 | 7.143
22082015 | Raw,O-Ring,Silicone 70, 2-015 | 1554 | 2.42 | 0.18 | 0.18
V-310B-20BH | Elec,pH,MKIA,X-VD,DJ,SPR,PT100,Kynar/Viton,Rem Grd | 3 | 0 | 130.211 | 48.428
72420 | Elec,pH,X-2,DJ,3/4"MNPT CPVC,Guard,#1923737-020B | 0 | 92.51 | 44.439 | 42.807 | PROX Lab
3500200 | Raw,Pin,303 SS,.125"x.350"L,for grooved twistlock housing | 240 | 0 | 0.48 | 0.48
00070001 | Tube,Test Tube,Fisherbrand Borosilicate Disposable Glass Tub | 0 | 0 | 0.1148 | 0.1148
M01-004-009 | Sub,Housing,Black Delrin,Silicon O-Rings For 023NG15 | 59 | 0 | 1.646 | 0.775
GECI-005 | Sub,MonoReference,12x120mm Length,1Wick .200 | 71 | 0 | 1.294 | 1.294 | Lab-Ovh
G001611 | X-1D,Mono,8x100mm,Straight | 0 | 0 | 0.093 | 0
22321003 | Raw,Bushing,White Sil Washer, 0.415"OD x 0.150"ID x 0.100"H | 20270 | 0 | 0.07 | 0.07
22130036-SY | Raw,Foam Sheet,Closed Cell Black Silicone,0.250"Thick x 36"s | 65678.253 | 0 | 0.24 | 0.23952
M05-010-010 | Sub,Cap Plug,Housing Cap Plug CPVC For Toroidal C3254 | 55 | 0 | 3.037 | 2.978 | Lab-Ovh
M01-020-019 | Sub,Housing,Black Ultem,10/32 Thread for Pheno-001 | 0 | 0 | 0.321 | 0.29
M01-010-053 | Sub,Housing,CPVC W/ Hole Guard For Hydrotech 6561HT | 0 | 0 | 0.636 | 0.373
A7792-420-BD | Sub,pH,DJ,BD,AutoClaveAble,420mm"A"Length,Double Refill | 0 | 0 | 0.437 | 0
M01-001-111 | Sub,Housing,Black Kynar,For 6969922CW-DLV (B&C) | 0 | 0 | 0 | 0
310520ND | Sub,Ag Wire,.01" Diameter 520mm Length,AgCl Dip | 0 | 0 | 0.514 | 0
32070ND | Sub,0.20"Ag Wire,070mm Length,Anodized Dip | 0 | 0 | 0.151 | 0
M01-001-112 | Sub,Housing,Black Kynar,Teflon JUnction,.280"&.202",Tuff Tip | 17 | 0 | 22.294 | 21.346 | Lab-Ovh
YVL05A0012 | Elec,pH,XVD,DJ,12x130mm,#V-0000-6I-130 | 1 | 80.44 | 31.136 | 8.181 | PROX Lab
RR1 | Raw,1.4mm Red Rod | 31 | 0 | 0 | 0
RR2 | Raw,2.3mm Red Rod | 643 | 0 | 0 | 0
M09-013-018 | Sub,Insert,Ryton,Graphite,Guard,Teflon,1 Hole,.235" | 82 | 0 | 2.775 | 7.4
5771490S | Sub,pH,DJ,12x130mm Length,Wick,SideArm | 2 | 0 | 0.121 | 0.082
M10-001-001 | Sub,Nut,Kynar,1-5/16-14 Thread For 458P | 120 | 0 | 8.659 | 9.41 | Lab-Ovh
M31-001-001 | Sub,Ring,Black Kynar,Splited For 458P | 124 | 0 | 0.781 | 0.412 | Lab-Ovh
M01-004-011 | Sub,Housing,Delrin,Silicone O-Ring For 023NG17S | 0 | 0 | 1.548 | 0.731
M14-004-004 | Sub,Guard,BlackDelrin,RemovevalableHoleGuards,For 023NG17S | 0 | 0 | 0.582 | 0.274
M02-004-039 | Sub,Cap,Black Delrin W/ Silicone O-Ring For 023NG17S DO | 0 | 0 | 0.377 | 0.274
M01-001-114 | Sub,Housing,Black Kynar For SK655KD | 0 | 0 | 6.559 | 3.835
00070597-045 | Sub,Cut,Barium, 5.97mm (.235") x 045mm (1.772") Length | 0 | 0 | 0.006 | 0
00071194-004 | Sub,Cut,Barium, 11.94mm (.470") x 004mm (0.157") Length | 0 | 0 | 0.003 | 0
00070083-002 | Sub,Cut,Barium, 8.3mm (.325") x 002mm (0.07874") Length | 0 | 0 | 0 | 0
00070584-120 | Sub,Cut,Barium, 5.84mm (.230") x ,120mm (4.724") Length | 0 | 0 | 0.01 | 0
M01-010-056 | Sub,Housing,CPVC,Conductivity K=1.0,6921312-3S-T | 77 | 0 | 5.312 | 5.312 | Lab-Ovh
M12-021-001 | Sub,Washer,Black PEEK For Conductivity,A261000P | 222 | 0 | 0.805 | 0.725
M02-020-015 | Sub,Cap,Ultem Use For 4 Pin Military (Spinning 13.5 PG) | 0 | 0 | 0.737 | 0.794
M09-027-007 | Sub,Tool,Black PVC,For Cond. (12mm tube) | 0 | 0 | 0.196 | 0.105
M09-020-009 | Sub,Insert,Black Ultem W/ O-Ring For Spinning Cap,DO Oxygen | 0 | 0 | 0.86 | 0.927
M30-047-001 | Sub,Sleeve,Polypropelene,Taper,Split For Metler | 445 | 0 | 0.101 | 0.091
M02-011-005 | Sub,Cap,PVC,For OIA-001 | 699 | 0 | 0.28 | 0.255
I-1000-10HSP | Elec,pH,DJ,XVD,12x120mm,Washer and Teflon | 1 | 0 | 28.518 | 6.265
00070241-160 | Sub,Cut,Barium, 2.41mm (.095") x 160mm (6.299") Length | 0 | 0 | 0.003 | 0
M01-011-033 | Sub,Housing,PVC,7/16-20 TPI,For OIA-001 Style,325612 | 85 | 0 | 0.17 | 0.158
M03-020-002 | Sub,Connector,Black Ultem,13.5PG Spin Cap,6 Pin Military,Kit | 33 | 0 | 7.913 | 2.858
M03-020-003 | Sub,Connector,BlackUltem,13.5PGSpinningCapFor4PinMil&DL | 93 | 0 | 7.913 | 2.858
M03-020-004 | Sub,Connector,BlackUltem,13.5PGSpinningCapForS7Connector | 57 | 0 | 8.902 | 4.719 | Lab-Ovh
M29-010-001 | Sub,Screw,CPVC,Ceramic Junction,Hydrotech M0000012 | 0 | 0 | 0.079 | 0.057
M14-004-005 | Sub,Guard,Black Delrin,4 Places | 92 | 0 | 2.2 | 2.2
M02-004-040 | Sub,Cap,Black Delrin,ID.Thread,12mm OD | 1016 | 0 | 0.386 | 2.72
M01-004-012 | Sub,Housing,Blk Delrin,0.47"ODx4.02"L,28TPI,Vinmetrica-001 | 26 | 0 | 1.76 | 1.971
00050004 | PC,Blue,12mm OD x.400"ID x 125mm Length,Slot Guard | 6098 | 0 | 1.57 | 1.57
00050005 | PC,Amber,12mm OD x.400"ID x 125mm Length,Slot Guard | 11817 | 0 | 1.2611 | 1.2611
M10-004-004 | Sub,Nut,Delrin,1-1/8"-12 TPI For DOW-009 | 18 | 0 | 0.486 | 0.365
M14-001-004 | Sub,Guard,Black Kynar,4 Hole Off Side,3/4-16 TPI For DOW-009 | 0 | 0 | 2.525 | 1.831
M05-010-011 | Sub,Cap Plug,CPVC,6 Pin Military For DOW-009 | 10 | 0 | 0 | 0
M10-004-006 | Sub,Nut,Delrin,1-5/16"-14 TPI For DOW-009 | 0 | 0 | 0.363 | 0.274
M09-010-049 | Sub,Insert,CPVC,2 Holes W/ O-Ring For DOW-009 | 78 | 0 | 0 | 0
M28-010-003 | Sub,Extension,CPVC,Male&Female 6 Pin Military For DOW-009 | 5 | 0 | 9.496 | 5.748
44135101-SM | PNS,Foam, Gray Thin Single for the ISE,5-1/2"x 10-1/2"x1/2" | 500 | 0 | 0.18 | 0.18
2IST-KCL.04NAOH | PNS,KCL POLYMER W/0. 4%NaOH | 0 | 0 | 0 | 0
M18-003-004 | Sub,Adapter,SS 316,3/4"MPT Twist-Lock 1500142 | 10 | 0 | 12.48 | 12.064
M12-010-003 | Sub,Washer,CPVC W/ Side Slot For Toroidal C3254 | 501 | 0 | 1.092 | 1.092 | Lab-Ovh
C15-003-UA | Sub,Cable,UA,C15,3 Feet,4mm Banana:77020781,Cable:99030015 | 0 | 0 | 3.161 | 0
M01-001-115 | Sub,Housing,Black Kynar,Cond.,1-1/2" MPT For Toroidal C3254K | 26 | 0 | 99.026 | 98.448 | Lab-Ovh
M05-001-007 | Sub,Cap Plug,Housing Cap Plug Black KynarFor Toroidal C3254K | 27 | 0 | 5.534 | 5.287 | Lab-Ovh
M05-001-008 | Sub,Cap Plug,Insert Cap Plug Black Kynar For Toroidal C3254K | 48 | 0 | 1.941 | 2.219
M12-001-002 | Sub,Washer,Black Kynar W/ Side Slot For Toroidal C3254K | 7 | 0 | 2.426 | 2.622
00070012-025 | Sub,Cut,Pyrex, 12mm (.470") x 025mm (0.984") Length | 0 | 0 | 0.016 | 0
00071194-130 | Sub,Cut,Barium, 11.94mm (.470") x 130mm (5.118") Length | 0 | 0 | 0.062 | 0
310390NB | Sub,Ag Wire,.01" Diameter,390mm Length,Anodized & AgCl Dip | 0 | 0 | 0.446 | 0.201
00070119-227 | Sub,Cut,Barium, 11.9mm (.469") x 227mm (8.937") Length | 0 | 0 | 0.075 | 0.068
00070368-260 | Sub,Cut,Barium, 3.68mm (.145") x 260mm (10.236") Length | 0 | 0 | 0 | 0
00070241-195 | Sub,Cut,Lead, .245" x 195mm (7.677") Length | 0 | 0 | 0.005 | 0
SI1R1V2KM-100 | Sub,Stem,pH,PlatDisc#11250205,100mm Length | 9 | 0 | 1.947 | 4.142
00071194-025 | Sub,Cut,Barium, 11.94mm (.470") x 025mm (0.984") Length | 0 | 0 | 0.012 | 0
M09-001-010 | Sub,Insert,Kynar,W/ 13.5 PG Thread,Extra Long For 1961020THS | 12 | 0 | 59.01 | 152
M05-010-012 | Sub,Cap Plug,Insert Cap Plug CPVC,For Lock & Load | 13 | 0 | 6.998 | 0.504 | Lab-Ovh
M05-001-009 | Sub,Cap Plug, Insert Cap Plug Kynar,For Lock & Load | 162 | 0 | 6.186 | 0 | Lab-Ovh
M09-003-010 | Sub,Insert,SS 316 9.937" Length for Lock & Load ,89027 | 12 | 0 | 21.931 | 105.5
00070083-096.5 | Sub,Cut,Barium, 8.3mm (.325") x 096.5mm (3.799") Length | 0 | 0 | 0 | 0
00070083-216 | Sub,Cut,Barium, 8.3mm (.325") x 216mm (8.503") Length | 297 | 0 | 0.027 | 0.022
00070083-212 | Sub,Cut,Barium, 8.3mm (.325") x 212mm (8.346") Length | 0 | 0 | 0.025 | 0.021
00070103-054 | Sub,Cut,Barium, 10.3mm (.405") x 054mm (2.125") Length | 215 | 0 | 0.008 | 0.008
00070119-223 | Sub,Cut,Barium, 11.9mm (.469") x 223mm (8.779") Length | 259 | 0 | 0.074 | 0.067
00070119-108 | Sub,Cut,Barium, 11.9mm (.469") x 108mm (4.251") Length | 105 | 0 | 0.037 | 0.033
00070119-122 | Sub,Cut,Barium, 11.9mm (.469") x 122mm (4.803") Length | 0 | 0 | 0.041 | 0.037
00070119-150 | Sub,Cut,Barium, 11.9mm (.469") x 150mm (5.905") Length | 0 | 0 | 0.05 | 0.045
00070584-116 | Sub,Cut,Barium, 5.84mm (.230") x ,116mm (4.567") Le | 0 | 0 | 0.01 | 0.008
00070635-130 | Sub,Cut,Barium, 6.35mm (.250") x,130mm (5.118") Length | 80 | 0 | 0.012 | 0.011
M21-001-001 | Sub,Chamber,Kynar 4.600" Length For Lock&Load(1961020THS) | 11 | 0 | 56.471 | 107.5 | Lab-Ovh
22130465-S | Raw,Foam,Soft Black Silicone,.430"ODx.330"IDx.250"Thk | 10865 | 0 | 0.068 | 0.068
M01-001-118 | Sub,Housing,Kynar,1"MPT x 1"MPT No Junction ( RP399 ) | 0 | 0 | 11.652 | 10.305
22130003-S | Raw,Foam,Soft Black Silicone,.410"OD x.250"thk,w/3 hole | 7748 | 0 | 0.037 | 0.037
22130004-S | Raw,Foam,Soft Black Silicone,.420"OD x.250"thk,w/2 hole | 9666 | 0.03 | 0.065 | 0.065
M01-010-057 | Sub,Housing,CPVC,3/4-16 TPI,For DOW-009 | 0 | 0 | 7.991 | 3.6756
22172008 | Raw,O-ring Viton 75, 2-008, Brown Color | 2000 | 0 | 0.05 | 0.05
95DB-235-VD | Sub,pH,SJ,VD,12x235mm Length,ThickWall,Bend,Ferm | 0 | 0 | 5.282 | 0.033
M28-010-004 | Sub,Extension,CPVC For DOW-009 Housing | 1 | 0 | 5.302 | 4.521
M23-010-002 | Sub,SensorHolder,CPVC,3/4-14FNPT,4-Guards,3921060,ColePamer | 0 | 0 | 37.362 | 0
M28-010-005 | Sub,Extension CPVC, 3/4-14 FPT. x 1-14 TPI, 3921060 | 13 | 0 | 14.723 | 2.054 | Lab-Ovh
BP3636 | 316SS Back Plate 3/16 Thick Grain Finish One Side | 0 | 0 | 630 | 630
M10-003-009 | Sub,Nut,SS 316,Long Hex,for 1/2"MPT,Compression Fitting | 261 | 0 | 5.539 | 5.414 | Lab-Ovh
M13-003-001 | Sub,Flow Cell,SS 316,For ECI-032 | 7 | 0 | 16.076 | 15.822 | Lab-Ovh
M13-049-001 | Sub,Flow Cell,Acrylic,No Connection,1001008 | 31 | 0 | 0.827 | 0.752
ECHEM-028 | Elec,Plat,SJ,12x115mm,Sealed Reference,#5739602-006T | 0 | 0 | 25.287 | 8.438
M25-025-001 | Sub,Ball Valve Mounting Bracket Test Panels | 0 | 0 | 0 | 0
ELH-130 | Elec,Cond,K=1.0,Graphite,3/4"NPT CPVC,10K,#1921303-34-30T | 4 | 136.99 | 45.168 | 6.491 | PROX Lab
M13-020-002 | Sub,Flow Cell,Ultem,1001005(6000ml) | 15 | 0 | 0 | 0
PH-X5573501C | Elec,pH,X-2,6x110mm,Refill,SJ,#5573501-003R | 1 | 63.39 | 19.679 | 1.447 | PROX Lab
M25-025-002 | Sub,Bracket,Aluminum,BallValveMouting,BigHole,2 SlotsPart 1 | 13 | 0 | 0.682 | 0.577
M25-025-003 | Sub,Bracket,Aluminum,Ball Valve Mouting,4Holes,1/4-20Part 2 | 14 | 0 | 0.682 | 0.577
V-A6500-20B | Elec,pH,DJ,XVD Thick,3/4"NPT Ryton,Ceramic notched | 3 | 0 | 20.146 | 9.403
11250100-140 | Wire,Platinum,.010"diameter,99.99%,annealed, 140mm Length | 0 | 0 | 7.454 | 0
00071194-088 | Sub,Cut,Barium, 11.94mm (.470") x 088mm (3.465") Length | 0 | 0 | 0.044 | 0
00071194-052 | Sub,Cut,Barium, 11.94mm (.470") x 052mm (2.047") Length | 0 | 0 | 0.027 | 0
00070953-046 | Sub,Cut,Barium, 9.53mm (.375") x 046mm (1.811") Length | 0 | 0 | 0 | 0
00070597-049 | Sub,Cut,Barium, 5.97mm (.235") x 049mm (1.929") Length | 0 | 0 | 0 | 0
00220032 | Raw,Barstock,PVC Gray, 1-1/8"(1.125")Diameter | 40 | 0 | 3.48 | 3.48
95DDN-130 | Sub,SJ,ThickWall,PlatBand11252507,12mmx130mmLength | 17 | 0 | 14.791 | 5.894
00070083-008 | Sub,Cut,Barium, 8.3mm (.325") x 008mm (0.314") Length | 0 | 0 | 0.001 | 0
M32-003-001 | Sub,Eye Bolt,SS 316,Big Eye W/ Thread | 44 | 0 | 2.531 | 2.28
M10-003-010 | Sub,Nut,SS 316,Collar Nut 19mm | 0 | 0 | 0 | 0
M14-004-006 | Sub,Guard,Black Delrin,4 Small Holes,For B&C SZ654.1 | 174 | 0 | 2.335 | 0.274 | Lab-Ovh
M14-004-007 | Sub,Guard,Black Delrin,Silicone O-Ring For Pasco | 297 | 0 | 1.303 | 0.274
M01-004-014 | Sub,Housing,Black Delrin,Silicon O-Rings For 669-0320 | 47 | 0 | 5.619 | 1.686 | Lab-Ovh
M01-004-015 | Sub,Housing,Blk Delrin,Silicon O-RingsFor669-0320(completed) | 0 | 0 | 7.227 | 1.005
M09-011-006 | Sub,Insert,PVC,Drill 0.046" One Side, 0.200" Platinum disc. | 466 | 0 | 3.04 | 3.04
M09-042-001 | Sub,Insert,Lead,Internal,Drill Thru For DO | 459 | 0 | 4.251 | 0.84
M14-001-005 | Sub,Guard,Kynar,4 Slot Hole,Removalbe Twis-Lock Style | 0 | 0 | 1.53 | 1.208
7594ANN-VD | Sub,pH/ORP,SJ,12x120mm Length | 8 | 0 | 22.334 | 22.334 | Lab-Ovh
COLE-370 | Elec,Conductivity,K=1.0,316SS,PT100,3/4"MNPT,#C621-2-1-2-3T | 3 | 127.35 | 53.534 | 31.476 | PROX Lab
SI1R1V2KM-065 | Sub,Stem,pH,PLatDisc#11250200,065mm Length | 0 | 0 | 1.123 | 0.667
00070953-103 | Sub,Cut,Barium, 9.53mm (.375") x 103mm (4.055") Length | 0 | 0 | 0.021 | 0.02
00070597-065 | Sub,Cut,Barium, 5.97mm (.235") x 065mm (2.559") Length | 0 | 0 | 0.008 | 0.005
00070083-097 | Sub,Cut,Barium, 8.3mm (.325") x 097mm (3.819") Length | 33 | 0 | 0.011 | 0.01
00070419-060 | Sub,Cut,Barium, 4.19mm (.165") x 060mm (2.362") Length | 0 | 0 | 0.006 | 0
00070083-006 | Sub,Cut,Barium, 8.3mm (.325") x 006mm (0.23622") Length | 0 | 0 | 0.001 | 0
ISTEK-334 | Elec,pH,X-2D,DJ,12x120mm,#BP635-DSP-B120,No Logo | 3 | 74.6 | 33.004 | 31.367 | PROX Lab
SNG-TI22072 | Solu,Chloride,Ionic Strength,5M NaNO3,475ml,#CLOIS01 | 0 | 0 | 2.162 | 10.221
M10-001-003 | Sub,Nut,Kynar, Knurl,10 TPI For Adapter | 13 | 0 | 37.601 | 27.166
M18-001-001 | Sub,Adapter,Kynar,1"MPT W/ 10 TPI Thread For Safty | 11 | 0 | 17.921 | 15.823
M4-Z11221110 | Completed assembly M4-Z,12"sheath | 0 | 0 | 0 | 0
476476-110 | 0.202"X110MM SPEAR TIP, 1WICK | 4 | 0 | 12.087 | 12.087 | Lab-Ovh
M09-003-011 | Sub,Insert,SS 316,For Oxygen 023IP35 (B&C) | 0 | 0 | 0 | 0
JENCO-102 | Elec,Cond,K=10.0,12x130mm,Plat,10K,##5731301-64-10T | 13 | 117.96 | 51.881 | 20.927 | Lab-Ovh
JENCO-103 | Elec,Cond,K=10.0,12x130mm,Plat,10K,#5731301-64-20T | 0 | 0 | 36.019 | 10.54
M09-010-052 | Sub,Insert,CPVC For 2927650 | 89 | 0 | 1.038 | 1.055
M24-030-005 | Sub,Billet,Antimony,For 2927650 | 81 | 0 | 13.491 | 10.768
M31-003-002 | Sub,Ring,SS 316,0.975"ODx0.943"IDx1"L,Housing,TP564 | 0 | 0 | 2.942 | 1.492
M23-003-001 | Sub,Sensor Holder,SS 316,1"MPT W/Guard | 0 | 0 | 0 | 0
M01-001-122 | Sub,Housing,Kynar For PC2K2A (HACH) | 22 | 0 | 10.314 | 10.314 | Lab-Ovh
M09-027-008 | Sub,Insert,Black PVC W/ Ceramic Junction For LPH-300 | 45 | 0 | 3.825 | 0.139 | Lab-Ovh
00070241-480 | Sub,Cut,Barium, .245" x 480mm (18.897")Length | 0 | 0 | 0 | 0
ATT6-215 | Sub,TestTube | 7 | 0 | 0.481 | 0.457 | Lab-Ovh
ISTEK-335 | Elec,ISE,Ammonium,3/4"NPT CPVC,Sealed,#192NH457-020T | 0 | 258.87 | 44.591 | 18.363 | PROX Lab
AREFC8-090 | Sub,Mono,Reference,CalomelFisher,090mm Length | 167 | 0 | 1.126 | 1.33
M10-003-011 | Sub,Nut,SS 316,Diamond Knurl For M4 style | 0 | 0 | 0 | 0
M08-020-001 | Sub,Tool,Ultem,For Pheno-006 | 0 | 0 | 0.248 | 0.267
M02-020-020 | Sub,Cap,Ultem,For Pheno-006 | 468 | 0 | 0.129 | 0.118
CONDD3K2FC-120 | Sub,Conductivity,K=1.0,Glassbody,12x120mm Length | 0 | 0 | 0.055 | 0
00070083-020 | Sub,Cut,Barium, 8.3mm (.325") x 020mm (0.787") Length | 0 | 0 | 0.002 | 0
00070597-004 | Sub,Cut,Barium, 5.97mm (.235") x 004mm (0.157") Length | 0 | 0 | 0 | 0
00070241-300 | Sub,Cut,Barium, 2.41mm (.095") x 300mm (11.811") Length | 0 | 0 | 0.008 | 0
00070419-300 | Sub,Cut,Barium, 4.19mm (.165") x 300mm (11.811") Length | 0 | 0 | 0.024 | 0
00070119-221 | Sub,Cut,Barium, 11.9mm (.469") x 221mm (8.700") Length | 0 | 0 | 0.077 | 0
6330AA-090-2 | Sub,Internal,pH,2,090mm,Length | 80 | 0 | 2.519 | 2.519 | Lab-Ovh
00070597-015 | Sub,Cut,Barium, 5.97mm (.235") x 015mm (0.591") Length | 0 | 0 | 0 | 0.0001
22130165-S | Raw,Foam,Soft Black Silicone.465"OD x .165"ID x.250"Thk | 13210 | 0 | 0.073 | 0.073
14051290-G-A | PNS,Epoxy, Resin EP1290 Gray, 5 Gal. Part A Only | 1 | 0 | 1151.2531 | 1151.2531
M33-003-002 | Sub,Sanitary,SS 316,For 1"x1-1/2" | 31 | 0 | 10.076 | 10.17
M01-003-019 | Sub,Housing, 316 S.S., For Sanitary 2 inch | 26 | 0 | 54.519 | 48.592
SI1G4L1A-130-1F | Sub,Stem,pH,1F,130mm Length | 0 | 0 | 0.013 | 0.007
00070584-100 | Sub,Cut,Barium, 5.84mm (.230") x ,100mm (3.937") Length | 0 | 0 | 0.009 | 0
00070419-020 | Sub,Cut,Barium, 4.19mm (.165") x 020mm (0.787") Length | 0 | 0 | 0.002 | 0
G9016920 | Sub,pH,GX5-KT,12MM X 123MM, .165 X 130MM, | 0 | 0 | 0.013 | 0.013 | Lab-Ovh
G11850980 | Sub,pH,SpearTip,Open Junction,12 x 120mm | 42 | 0 | 0.044 | 0
M12-017-002 | Sub,Washer,Teflon Porous For Internal Spear Tip Glass | 240 | 0 | 0 | 0
COLE-371 | Elec,pH,XVBF,DJ,Graphite insert,PT1K,#TP531GVBV10S20EBT | 0 | 0 | 11.908 | 1.537
2005130-VD | Sub,pH,DJ,VD,93mm Length | 72 | 0 | 0.017 | 0.017
00070787-013 | Sub,Cut,Barium, 7.87mm (.310") x 013mm (0.512") Length | 0 | 0 | 0.001 | 0
M02-004-044 | Sub,Cap,Delrin,Flange For S7 For Customer AWE | 24 | 0 | 0.722 | 0.656
ISTEK-336 | Elec,Cond.,K=10,Plat,1/4" CPVC,PT100,#1921324-62-34BRCA | 0 | 0 | 26.935 | 9.69
ISTEK-337 | Elec,pH,XVF,DJ,3/4"MPT Ryton,PT100,#V-AV10B-30BRCA | 11 | 140.45 | 25.436 | 25.442 | PROX Lab
00070032-070 | Sub,Cut,Barium,3.2mm (.125") x 070mm (2.755") Length | 0 | 0 | 0.002 | 0
00070032-090 | Sub,Cut,Barium,3.2mm (.125") x 090mm (3.543") Length | 0 | 0 | 0 | 0
7317ADN1 | Sub,pH,Mono,Plat,12x120mm,.202 internal | 7 | 0 | 19.886 | 19.886 | Lab-Ovh
00070014 | Raw,Glass,AR Schott Glass,32mm OD x 1.2mm Wall x 59"L | 52.485 | 0 | 9.7997 | 9.7997
6507A5NTV-220BD | Sub,pH,SJ,BD,8x220mm Length,VLPC 3.6mm ID Refill,1Wick | 18 | 0 | 0.237 | 0.155
00070419-350 | Sub,Cut,Barium, 4.19mm (.165") x 350mm (13.779") Length | 0 | 0 | 0.029 | 0
00070597-002 | Sub,Cut,Barium, 5.97mm (.235") x 002mm (0.079") Length | 0 | 0 | 0 | 0
11250030-023 | Sub,Platinum,wire .030"DIA 99.99%, 23mm Length | 0 | 0 | 6.091 | 0
11230100-100 | Wire,silver,99.99%,0.010"Diameter,AnnealedFinish,100mmLength | 0 | 0 | 0.114 | 0
00071194-126 | Sub,Cut,Barium, 11.94mm (.470") x 126mm (4.961") Length | 0 | 0 | 0 | 0
00070006-095 | Sub,Cut,Pyrex, 6mm x 1mm wall(STD),095mm(4.960")Length | 0 | 0 | 0.034 | 0
SI1R1V2B-1001DT | Sub,Stem,pH,DJ,1DT,100mm Length | 16 | 0 | 0.012 | 0.01
11250020-012 | Platimun Wire, .020"Dia 99.99%, 12mm Length | 0 | 0 | 2.478 | 0
19B6644-20H | Elec,Plat,T/L,DJ,100 ohm TC,SPR | 1 | 429 | 56.438 | 7.405 | Lab-Ovh
CONDF6B2EMA | Sub,Conductivity,K=10,,2PlatBand,6x47.6mm Length | 0 | 0 | 21.096 | 7.784
392V703S-VK | Sub,pH,SJ,VK(total flat),12mm(0.470") X 35.56mm(1.40")Lengh | 46 | 0 | 6.05 | 6.05 | Lab-Ovh
392V703S | Sub,pH,VF,0.470"ODx1.400"L,0.325"/0.235"Internal glass | 69 | 0 | 6.863 | 0 | Lab-Ovh
7555A5NAV-5D | Sub,pH,12mm bulb,5D,Wick | 23 | 0 | 0.079 | 0.069
PH4V570SAX18Z12 | Elec,pH,X-VD,DJ,Glass,Wick,Side Arm,120mm from Side Arm | 2 | 0 | 13.925 | 1.391
11259995 | MRO,Crucibe, Platinum/Gold Crucible 30ml,Pt/Au5% | 0 | 0 | 1614 | 1614
SI1R1V2B-230-VD | Sub,Stem,pH,VD,DJ,.325x230mm Length | 3 | 0 | 1.793 | 1.713 | Lab-Ovh
51204976-513 | Durafet II, pH sensor-electrode, 12mm 8550ohm TC dipped wire | 0 | 0 | 345.75 | 345.75
4750ATV-BD | Sub,pH,DJ,BD,12mm,6mmTip,Annular Junction,Refill | 25 | 0 | 0.054 | 0.039
COLE-372 | Elec,pH,DJ,GXBD,#5273792-3B,10x110mm,Sealed | 0 | 0 | 4.03 | 0.884
M23-011-001 | Sub,Sensor Holder,PVC,Completed Assemble,1911020THS | 13 | 0 | 0 | 0
M21-004-001 | Sub,Chamber,Delrin Standard For Phastrac | 1 | 0 | 7.407 | 3.774
M10-044-003 | Sub,Nut,Brass,Colar Nut 25mm Nickel Plated | 49 | 0 | 6.257 | 5.704
CONDD6B2EMA-120 | Sub,Conductivity,K=10.0,2PlatBand,12x120mm Length | 0 | 0 | 28.868 | 18.847 | Lab-Ovh
M02-010-016 | Sub,Cap,CPVC Cap Plug For Signet,6922703S | 0 | 0 | 0 | 0
7793A1T-130-VDT | Sub,pH,DJ,VDT,12x130mm Length,Short Junction,Thick Dome | 4 | 0 | 0.084 | 0.053
2IST.1MNH4CL | Solu,Tuff gel 0.1M NH4Cl | 0 | 0 | 0 | 0
M07-003-035 | Sub,Tube,316 SS,Conductivity K=0.01,For C621 Style | 67 | 0 | 8.884 | 6.596 | Lab-Ovh
M07-003-036 | Sub,Tube,316 SS,Conductivity K=1.00,For C621 Style | 6 | 0 | 6.243 | 6.224 | Lab-Ovh
M07-003-037 | Sub,Tube,316 SS,Conductivity K=0.01,For Sanitary Style | 21 | 0 | 3.955 | 1.42
2005031-NA | Sub,pH,DJ,NA SODIUM DOME,93mm Length | 29 | 0 | 0.019 | 0.019
M07-003-039 | Sub,Tube,316SS,Conductivity K=1.00,O.D.12mmx223mmLength | 0 | 0 | 14.569 | 0
M01-003-020 | Sub,Housing,SS 316,For T.C.,O.D. 12.5mm x 130mm Length | 6 | 0 | 10.155 | 0.777
M07-003-040 | Sub,Tube,316SS,Conductivity K=0.01,O.D.12mmx165mmLength | 4 | 0 | 10.917 | 10.937 | Lab-Ovh
M17-003-007 | Sub,Pin,SS 316L,Conductivity K=0.1 For C621&C527 | 18 | 0 | 3.601 | 4.612 | Lab-Ovh
M17-019-002 | Sub,Pin,Titanium,Conductivity K=0.01 For C621&C527 | 3 | 0 | 15.005 | 37.845 | Lab-Ovh
M17-003-009 | Sub,Pin,SS 316L,Conductivity K=0.01 For C621&C527 | 0 | 0 | 3.722 | 3.65 | Lab-Ovh
9039-S8 | Elec,Ref,DJ,12x110mm,Refill,#5771425-S8 | 0 | 0 | 4.374 | 1.808
00070241-055 | Sub,Cut,Barium, 2.41mm (.095") x 055mm (2.165") Length | 0 | 0 | 0.001 | 0
00070508-042 | Sub,Cut,Barium, 5.08mm (.202") x 042mm (1.653") Length | 0 | 0 | 0.004 | 0
SI1K1V2DN-120 | Sub,pH,DJ,Plat.Band,120mm | 217 | 0 | 20.408 | 16.409 | Lab-Ovh
M02-002-005 | Sub,Cap,Ryton,ID. 0.427",2O-RingsFor12mmGlass(Banana On Top) | 260 | 0 | 0.649 | 1.09
ATT7KM-180 | Sub,Test Tube W/ Plat. Disk | 7 | 0 | 10.419 | 10.419 | Lab-Ovh
00070597-180 | Sub,Cut,Barium, 5.97mm (.235") x 180mm (7.087") Length | 0 | 0 | 0.023 | 0
00070508-180 | Sub,Cut,Barium, 5.08mm (.202") x 180mm (7.087") Length | 0 | 0 | 0.012 | 0
957NA-120-2D | Sub,SJ,2Wick33380040F,Foresterite, 2D | 24 | 0 | 0.219 | 0.151
00070083-010 | Sub,Cut,Barium, 8.3mm (.325") x 010mm (.393") Length | 0 | 0 | 0 | 0
SI1G4L1C-125-5 | Sub,Stem,pH,5,125mm Length | 14 | 0 | 0.011 | 0
M26-016-002 | Sub,Junction,Porous Ceramic,OD .625"x.400" Length | 304 | 0 | 0.809 | 0.809 | Lab-Ovh
00070787-064 | Sub,Cut,Barium, 7.87mm (.310") x 064mm (2.520") Length | 0 | 0 | 0.008 | 0
00070241-048 | Sub,Cut,Barium, 2.41mm (.095") x 048mm (1.653") Length | 0 | 0 | 0 | 0
SI1G5L1A-130-5K | Sub,Stem,pH,5K,130mm Length | 33 | 0 | 1.048 | 3.209
AREF75N-089 | Sub,Mono,Reference | 0 | 0 | 0.029 | 0.024 | Lab-Ovh
00070419-074 | Sub,Cut,Barium, 4.19mm (.165") x 074mm (2.913") Length | 0 | 0 | 0.006 | 0
ATT6-120 | Sub,TestTube | 0 | 0 | 0.01 | 0
00070083-130 | Sub,Cut,Barium, 8.3mm (.325") x 130mm (5.119") Length | 0 | 0 | 0.017 | 0.013
58289029 | Lock&Load Assembly,CPVC,ExtraLong,#1921020THS | 2 | 407.78 | 202.083 | 21.631
M01-001-124 | Sub,Housing,TBI551 Replacement,No Guard,5600006 | 52 | 0 | 26.237 | 26.237 | Lab-Ovh
00070597-012 | Sub,Cut,Barium, 5.97mm (.235") x 012mm (0.472") Length | 0 | 0 | 0.002 | 0
M06-012-001 | Sub,Fitting,Black Nylon,3/4"MPT,DrillBody&Cap,M000009-750D | 46 | 0 | 4.877 | 4.8 | Lab-Ovh
M19-003-010 | Sub,Sheath,SS 316,15" Length,3500721 | 51 | 0 | 18.679 | 15.824
G13-620-851 | Sub,pH,5D,DJ,3MM OD TIP | 35 | 0 | 0.063 | 0.063
G13-620-850 | Sub,pH,5D,DJ,3MM OD TIP | 11 | 0 | 0.038 | 0.022
M01-020-020 | Sub,Housing,Ultem For Honeywell 5119296 | 169 | 0 | 2.603 | 3.158
M07-020-001 | Sub,Tube,Ultem For Honeywell,51198296 | 162 | 0 | 0.233 | 0.21
22081315 | Raw,O-Ring,Silicone 70, 13mm x 1.5mm | 1000 | 0 | 0.1 | 0.1
M01-010-060 | Sub,Housing,CPVC,Submersible W/ Side Tap Hole For 2927650 | 0 | 0 | 2.337 | 1.214
M29-011-001 | Sub,Screw,PVC,Hex Nut,Ceramic Junction For 2927650 | 141 | 0 | 0.198 | 0.198
C29-002-UM | Sub,Cable,UM,C29,2 Feet,See Note | 0 | 0 | 3.618 | 0
C29-003-BC | Sub,Cable,BC,C29,3 Feet,See Note | 31 | 0 | 3.247 | 3.231 | Lab-Ovh
DIGITANA-025 | Acce,Cable,RG174 Low Noise,DL to BNC,#9001071-030BB | 0 | 44.84 | 19.743 | 15.617 | Lab-Ovh
M30-027-001 | Sub,Sleeve,Black PVC,For Glass Body Refill Hole,M000RP-G | 329 | 0 | 4.6112 | 3.1368
M26-016-003 | Sub,Junction,Porous Ceramic,OD .410"x.400"Length | 190 | 0 | 0.785 | 0.02 | Lab-Ovh
C2-003-BG | Sub,Cable,BG,C2,3 Feet,See Note | 0 | 0 | 2.808 | 0
00070597-077 | Sub,Cut,Barium, 5.97mm (.235") x 077mm (3.031") Length | 0 | 0 | 0 | 0
11230200-032 | Raw,Wire,Silver,99.99%,.020"Diameter,AnnealedFinish,32mmLong | 0 | 0 | 0.065 | 0
11230100-015 | Wire,silver,99.99%,0.010"Diameter,AnnealedFinish,015mmLength | 0 | 0 | 0.016 | 0
00070597-048 | Sub,Cut,Barium, 5.97mm (.235") x 048mm (1.890") Length | 0 | 0 | 0.006 | 0
M01-001-125 | Sub,Housing,Black Kynar,3/4"MPT x 14 TPI,P821,For Cyclops | 8 | 0 | 9.515 | 9.54
00070419-170 | Sub,Cut,Barium, 4.19mm (.165") x 170mm (6.692") Length | 0 | 0 | 0.013 | 0
00070787-068 | Sub,Cut,Barium, 7.87mm (.310") x 068mm (2.677") Length | 0 | 0 | 0.008 | 0
EB1G0-125 | Sub,Epoxy,Blue,12mmODx.400"IDx125mm Length, | 0 | 0 | 2.382 | 1.269
00071194-107 | Sub,Cut,Barium, 11.94mm (.470") x 107mm (4.213") Length | 0 | 0 | 0.05 | 0
00070597-087 | Sub,Cut,Barium, 5.97mm (.235") x 087mm (3.425") Length | 0 | 0 | 0.011 | 0
00070292-087 | Sub,Cut,Barium, 2.92mm (.115") x 087mm (3.425") Length | 0 | 0 | 0.002 | 0
ATT6-085 | Sub,TestTube | 0 | 0 | 0.472 | 0.455 | Lab-Ovh
M01-010-061 | Sub,Housing,CPVC,1/2" FNPT For MK1A,48" | 0 | 0 | 14.661 | 14.409 | Lab-Ovh
G31122816 | Sub,ORP,0.188" X 4.250 Lenght | 60 | 0 | 19.782 | 14.633 | Lab-Ovh
00070953-005 | Sub,Cut,Barium, 9.53mm (.375") x 005mm (0.197") Length | 0 | 0 | 0.001 | 0
00070368-076 | Sub,Cut,Barium, 3.68mm (.145") x 076mm (2.992") Length | 0 | 0 | 0.002 | 0
00070953-020 | Sub,Cut,Barium, 9.53mm (.375") x 020mm (0.787") Length | 0 | 0 | 0.003 | 0
M26-016-004 | Sub,Junction,Porous Ceramic,OD .680"x.400"Length | 80 | 0 | 1.605 | 1.584 | Lab-Ovh
M26-016-005 | Sub,Junction,Porous Ceramic,OD .750"x.400"Length | 205 | 0 | 1.605 | 1.584 | Lab-Ovh
44005160 | Raw,Label,1"x 2-5/8",Easy Peel,3000 per bx(Avery 5160) | 15716 | 0 | 0.0075 | 0.00944
YVL05A0034 | Elec,pH,XVD,DJ,Dual Wick,12x120mm,3 wire PT100,#V-0WT2-15NC | 3 | 95.57 | 29.523 | 26.491 | Lab-Ovh
PH4GC10-3B | Elec,pH,X5,SJ,12x130mm,Refillable Reference | 0 | 0 | 2.499 | 1.45
35805-63 | Elec,pH,XVBTF,DJ,Epoxy,Refill,#573TF711WR-003B | 4 | 76.55 | 24.558 | 5.611 | PROX Lab
V-3100-26H | Elec,pH,MKIA,X-VD,DJ,SPR,No TC,Kynar/Viton,Rem Grd | 0 | 0 | 104.317 | 0
PH4V570-20H | Elec,pH,XVD,DJ,12x110mm,Wick Junction,Glass body,Refill | 0 | 0 | 2.411 | 0
C32-002-TC | Sub,Cable,TC,C32,2 Foot,Strip and Tin,Cable:99030045 | 0 | 0 | 0.748 | 0.748 | Lab-Ovh
2005350-VD | Sub,pH,DJ,VD,78mm Length | 84 | 0 | 0.018 | 0.022
M34-003-006 | Sub,Plug,SS 316,Flat Tip,25mm x 40mm Length | 0 | 0 | 0 | 0
COLE-373 | Elec,pH,X-BF,DJ,1"MNPT,Graphite,CeramicTuf,#TP531G2V12S40EBT | 0 | 0 | 7.213 | 4.016
M02-003-006 | Sub,Cap,SS 316,For 19mm Body,Oxygen | 0 | 0 | 0 | 0
M01-003-021 | Sub,Housing,SS 316,12mm Body, 120mm Length for Oxygen | 0 | 0 | 7.285 | 0
M02-003-007 | Sub,Cap,SS 316,For 12mm Body,Oxygen | 0 | 0 | 2.02 | 0.368
M31-005-001 | Sub,Ring,PEEK For 12mm Dody Connector,Oxygen | 0 | 0 | 0 | 0
M02-003-010 | Sub,Cap,SS 316,For 12mm Body,Oxygen | 0 | 0 | 5.297 | 0.407
M11-003-003 | Sub,Nipple,SS 316,For 19mmm Body,Oxygen | 0 | 0 | 0 | 0
SI1L1V1M-125 | Sub,Stem,pH,ORP,125mm Length | 0 | 0 | 87.38 | 53.482 | Lab-Ovh
7793A5NUMV | Sub,pH,DJ,12x120mm Length,1 Wick,Ag Billet,Refill | 8 | 0 | 5.399 | 0.07 | Lab-Ovh
00070597-039 | Sub,Cut,Barium, 5.97mm (.235") x 039mm (1.535") Length | 0 | 0 | 0.003 | 0
00070597-116 | Sub,Cut,Barium, 5.97mm (.235") x 116mm (4.567") Length | 0 | 0 | 0.014 | 0
YVL75A0101 | Elec,Ammonia,12mmX110mm,Delrin Body,#NH31501C-005B | 0 | 0 | 10.673 | 0
44090904 | PNS,Box,Shipping 9 x 9 x 4 Corrugated Single Wall | 0 | 0.48 | 0.55 | 0.55
8402B | Sub,pH,Mono,12x130mm Length | 0 | 0 | 0.071 | 0.028
G11736338 | Sub,pH,X-5,SJ,12MM X 126MM , Refill, Side Arm | 11 | 0 | 0.073 | 0.041
22130041 | Raw,Foam Sheet,Closed Cell Orange Silione,.188"Thick x36" | 9 | 0 | 88 | 88
7793AT-140-VDT | Sub,pH,DJ,VDT,12x140mm Length | 24 | 0 | 0.084 | 0.072
22130450-S | Raw,Foam,Soft Black Silicone,.450"OD x .230"ID x.250"Thk | 13975 | 0 | 0.075 | 0.075
PROM-026 | Elec,Plat,DJ ,3/4"MPT CPVC,Tuff Tip,#V-B9100-50CD | 0 | 0 | 35.881 | 18.483
M4-Z53363210 | Assembly,LiveTap,Tita/Kalrez,33"TubeLength,BV,W/HandTightFit | 0 | 1658.29 | 0 | 0
SI1Q5L2L-100 | Sub,ORP,DJ,100mm lenght | 0 | 0 | 0.002 | 0.002
00071194-019 | Sub,Cut,Barium, 11.94mm (.470") x 019mm (0.748") Length | 0 | 0 | 0.009 | 0
00071194-412 | Sub,Cut,Barium, 11.94mm (.470") x 412mm (16.220") Length | 0 | 0 | 0 | 0
00070419-550 | Sub,Cut,Barium, 4.19mm (.165") x 550mm (21.654") Length | 0 | 0 | 0.043 | 0
00070241-485 | Sub,Cut,Lead, .245" x 485mm Length | 0 | 0 | 0.012 | 0
CONDD6B4DPA-120 | Sub,Condutivity,K=10.0,4PlatBand,12x120mm Length | 0 | 0 | 59.54 | 23.6518
1P2LT4 | Acetate buffer 5.8/50% Glycol | 0 | 0 | 0 | 0
M18-001-002 | Sub,Adapter,Black Kynar,1" MPT For TP511 Probe,1061044 | 28 | 0 | 18.41 | 13.938
ISTEK-338 | Acce,Membrane Kit (PK/3),C02 Membrane Cartridges,#C02MK02 | 0 | 0 | 0 | 0
V-730J-3BRCA | Elec,pH,XVF,DJ,12x115mm,30K,RFV,Peek,Tuff Tip | 0 | 0 | 21.824 | 11.529
M01-001-126 | Sub,Housing,BlackKynar,1"MPT,4 Slot Guard,13.5-18 PG,1600621 | 0 | 0 | 12.187 | 10.7762
7593A5NA8K-2 | Sub,pH,SJ,2,12x120mm Length,.165 Int. | 15 | 0 | 7.149 | 7.149 | Lab-Ovh
SI1R1V2A-100VFT | Sub,Stem,pH,DJ,VFT,100mm Length | 0 | 0 | 0.012 | 0
M01-011-036 | Sub,Housing,PVC W/ 13/16-18 TPI, For Elmacron 1910096 | 272 | 0 | 8.75 | 8.75
ELH-131 | Solu,Ionic StrengthAdjuster,1 GAL Bottle,Tisab1,#F00IS01 | 0 | 0 | 2.562 | 0
M06-018-001 | Sub,Fitting,HAST-C,1.5" MPTx 1.015"ID,2 O-Rings | 3 | 0 | 0 | 0
PRO-022 | Elec,Oxy,Polarographic,12x120mm,22K ATC,#DP212P11012010BRCA | 0 | 336.38 | 106.783 | 73.373 | PROX Lab
CYCLOPS-219 | Elec,pH,DJ,XVD,12x110mm,Spinning Cap,#I-1000-4HSP-110 | 0 | 0 | 7.843 | 9.81
9555127 | Raw,O-Ring,Kalrez, 2-127,compound 6375 | 24 | 0 | 44.19 | 44.19
44002006 | Label,White High Gloss,2x2 inch,Sheet Form,for Honeywell | 400 | 0 | 0.4 | 0.4
M01-032-028 | Sub,Housing,Black Epoxy Tube,12x120mm(0.400"ID.),4 Guards | 0 | 0 | 1.676 | 0
V-310B-16H-12 | Elec,pH,MKIA,X-VD,DJ,SPR,PT100,Kynar/Viton,Rem Grd,12" | 0 | 0 | 70.14 | 17.189
ATL-MVF-NN | Elec,Plat,DJ,TuffTip,CPVCCartridge,WachemRpl,#1929805S-DL | 0 | 106.31 | 23.601 | 3.91 | PROX Lab
ATL-PHF-NN | Elec,pH,XVF,DJ,TuffTip,CPVCCartridge,WalchemRpl,#192V705S-DL | 0 | 106.15 | 32.758 | 17.192
M01-003-026 | Sub,Housing,SS 316,3/4" MPT For Oxygen | 0 | 0 | 0 | 0
SZ3824.911 | Elec,Cond.K=1.0,#5731301-34.7-17T,4.7Kohm,12x110,Specialwire | 26 | 27.04 | 23.812 | 4.465 | PROX Lab
M02-003-011 | Sub,Cap,SS 316,For 25mm,Oxygen | 0 | 0 | 3.071 | 1.488
44005167 | Raw,Label,1/2"x 1-3/4"White Return Address Label,80 per box | 68822 | 0 | 0.0035 | 0.00387
44005163 | Label,2"x 4"White Shipping Label,10 per sheet (1,000 labels) | 8538 | 0 | 0.0213 | 0.02128
44005162 | PNS,Label, 1-1/3"x 4" White Mailing Label,14 per sheet | 0 | 0 | 0 | 0
44008460 | PNS,Label, 1"x 2-5/8"White Easy Peel, Label 100 per sheet | 0 | 0 | 0 | 0
44005520 | Raw,Label,1"x 2-5/8"White Weather Proof,30 per sheet | 1500 | 0 | 0.02913 | 0.02779
00370023 | Fitting,Nylon Cord Connector,1/2"NPT Hubble,Orange Code | 32 | 0 | 6.25 | 6.25
00070419-057 | Sub,Cut,Barium, 4.19mm (.165") x 057mm (2.244") Length | 0 | 0 | 0.003 | 0
00070241-059 | Sub,Cut,Barium, 2.41mm (.095") x 059mm (2.323") Length | 0 | 0 | 0.001 | 0
AREF25N-295 | Sub,Mono,Reference | 0 | 0 | 1.023 | 0 | Lab-Ovh
00071194-227 | Sub,Cut,Barium, 11.94mm (.470") x 227mm (8.937") Length | 0 | 0 | 0.036 | 0.012
00070368-300 | Sub,Cut,Barium, 3.68mm (.145") x 300mm (11.811") Length | 0 | 0 | 0.012 | 0
00070368-235 | Sub,Cut,Barium, 3.68mm (.145") x 235mm (9.251") Length | 0 | 0 | 0.009 | 0
00070241-187 | Sub,Cut,Barium, .245" x 187mm Length | 0 | 0 | 0 | 0
SI1K1V2D-120 | Sub,pH,DJ,Plat.Band,120mm | 0 | 0 | 15.83 | 0
COLE-374 | Elec,pH,X-BD,DJ,TC 1000 ohm,T/L,SPR,#V-100E-34BH | 14 | 0 | 32.482 | 32.482
00070083-080 | Sub,Cut,Barium, 8.3mm (.325") x 080mm (3.149") Length | 0 | 0 | 0.01 | 0
M01-001-127 | Sub,Housing,Black Kynar,Rear,1/2" FPT x 18 TPI,1600720-14 | 0 | 0 | 0 | 0
MESU003002 | Elec,pH,X5,SJ,Amber PC,GreenBoot,Inc:SoakerBottl,#5733526B- | 20 | 18.54 | 14.223 | 17.157 | Lab-Ovh
V-51AE-VPI | Elec,pH,XVD,DJ,1"MNPT Kynar,OpenJunc,PT1000,SolG,VarioPin | 0 | 0 | 33.369 | 13.903
ELH-132 | Elec,pH,XVD,DJ,LongReservoir,120mm Length,S7,#B77V701-120-S7 | 0 | 0 | 0.852 | 0.535
SI1J5N1M-100 | Sub,Stem,pH,GoldDisk,11240250,100mm Length | 3 | 0 | 87.324 | 37.78 | Lab-Ovh
M02-020-021 | Sub,Cap,Ultem,TNC Connector For Flow Thru Housing U743791 | 0 | 0 | 0.359 | 0.3875
M10-019-001 | Sub,Nut,Titanium,Small Nut For Titanium Q-Fitting | 0 | 0 | 16.65 | 0
M16-019-001 | Sub,Ferrule,Titanium,Front,Splited For Titanium Q-fitting | 0 | 0 | 7.021 | 0
M16-019-002 | Sub,Ferrule,Titanium,Rear,Splited For Titanium Q-fitting | 0 | 0 | 3.83 | 0
M06-019-001 | Sub,Fitting,Titanium Glnd1-1/2"MPT,O-Rings,Q-Fitting,1"ID | 0 | 0 | 3.543 | 0
M06-019-002 | Sub,Fitting,Titanium,Completed Q-Fitting1-1/2"MPT,1-1/4"ID | 1 | 0 | 350 | 350
CP621-10-UP | Elec,Cond,K=1.0,Graphite,CPVC,HeishmanConnector,Disassembled | 0 | 0 | 1.474 | 0.532
V-41WB-20H | Elec,pH,XVD,DJ,100 ohm,3/4"MPTKynarW/Grd,SolGrnd,SPR,Wick | 0 | 0 | 62.535 | 0
M07-008-003 | Sub,Tube,316 SS,Conductivity,12mm OD x 120mm | 0 | 0 | 0 | 0
M07-019-009 | Sub,Tube,Titanium,1/2" OD. x 120mm Length For C527 Style | 0 | 0 | 0 | 0
M10-008-001 | Sub,Nut,SS 316,Conductivity,1/2"BSP Thread,For C621 Style | 8 | 0 | 3.73 | 3.06
CYCLOPS-220 | Elec,Cond,K=1.0,Plat,Glass,PT1K,3/4"MNPT,#1961304-32-10T | 0 | 0 | 120.535 | 50.932
M07-003-042 | Sub,Tube,316 SS,Slot Guard,O.D. 12mm x 330mm Length | 0 | 0 | 0 | 0
00071194-113 | Sub,Cut,Barium, 11.94mm (.470") x 113mm (4.449") Length | 0 | 0 | 0.057 | 0
00191013 | Fitting,Reducer Bushing,SS 316L,1-1/2"MNPT x 1"FNPT | 12 | 0 | 41.28 | 41.28
00030002 | Fitting,Reducer CPVC Sch 80, 2"Socket x 3/4"FNPT | 4 | 0 | 10.11 | 10.11
00220002 | Fitting,Reducer PVC Sch 80, 2"socket x 1/2"FNPT | 3 | 0 | 6.24 | 6.24
22190043 | Raw,Ring,Split,Compression, 316SS 043-0440 | 2198 | 0 | 0.27 | 0.27
22130250-S | Raw,Foam,Soft Black Silicone,.250"ODx.156"ID x.250"High | 23624 | 0 | 0.045 | 0.045
ELH-134 | Solu,Lead,Ionic StrengthAdjustor 5M NaClO4(more)#PB2IS01 | 0 | 0 | 101.219 | 0
M01-046-001 | Sub,Housing,PES,Cond. K=1.0,3/4"MPT W/ Graphite Pin For B&C | 83 | 0 | 6.468 | 13.243
023IP-0.40 | Internal, .040"Pt.wire 0.145" x 127mm | 169 | 0 | 7.177 | 4.078
M05-010-013 | Sub,Cap Plug,CPVC,Small Size For Torroidal Housing,C3254 | 0 | 0 | 0.406 | 0.23198
00220402 | Fitting,Cross PVC sch 80, 2"Socket (no threads) | 2 | 0 | 32.93 | 32.93
M01-046-002 | Sub,Housing,PES,Cond. K=1.0,3/4"BSP W/ Graphite Pin For AWE | 0 | 0 | 6.468 | 8.1583
00030402 | Fitting,Cross 2"CPVC,sch 80,Socket (no threads) | 12 | 0 | 20.86 | 20.86
00190201 | Fitting,Reducer Bushing,SS 316, 2"MNPT x 1"FNPT | 9 | 0 | 42.23 | 42.23
00190212 | Fitting,Reducer Bushing,SS 316, 2"MNPT x 1-1/2"FNPT | 10 | 0 | 50.09 | 50.09
00190222 | Fitting,Reducer Bushing,SS 316, 2"MNPT x 1/2"FNPT | 7 | 0 | 40.12 | 40.12
00220003 | Fitting,Reducer PVC Sch 80, 2"socket x 3/4"FNPT | 7 | 0 | 3.37 | 3.37
M09-009-005 | Sub,Insert,Teflon,K=1.0,Titanium Tube for C621,C527 | 403 | 0 | 0.491 | 0.492
00030001 | Fitting,Reducer CPVC Sch 80, 2"Socket x 1"FNPT | 4 | 0 | 10.11 | 10.11
A-316B-20H | Elec,pH,XVF,SPR,PT100,Kynar/Viton,Tuff Tip,Plat(SolGrd)557 | 1 | 490.83 | 82.731 | 77.411 | PROX Lab
M09-005-008 | Sub,Insert,PEEK,K=1.0,316L SS Tube For C621,C527 | 235 | 0 | 4.934 | 0 | Lab-Ovh
00220004 | Fitting,Reducer PVC Sch 80, 2"socket x 1-1/2"FNPT | 2 | 0 | 6.24 | 6.24
00030005 | Fitting,Reducer CPVC Sch 80, 2"Socket x 1-1/2"FNPT | 1 | 0 | 10.11 | 10.11
M09-005-010 | Sub,Insert,PEEK,K=1.0,Titanium Tube For C621,C527 | 0 | 0 | 1.154 | 0
00220008 | Fitting,Reducer PVC Sch 80, 1/2"MNPT x 1/4"FNPT | 2 | 0 | 4.37 | 4.37
023IP-0.80 | Internal, .080"Pt.wire 0.145" x 127mm | 10 | 0 | 33.615 | 30.229
00030006 | Fitting,Reducer CPVC Sch 80, 2"Socket x 1/2"FNPT | 12 | 0 | 10.11 | 10.11
M07-008-005 | Sub,Tube,316 SS,Conductivity,K=0.01,12.5mm OD.x120mmForC527 | 0 | 0 | 8.884 | 8.865 | Lab-Ovh
M10-003-015 | Sub,Nut,SS 316,Cond,1/2"MPT,for 1/2"Tubing,C621 Style | 461 | 0 | 5.6049 | 4.71
M09-010-053 | Sub,Insert,CPVC,Ceramic Jct,.202,Tuff Tip,1929857S | 6 | 0 | 1.716 | 2.09 | Lab-Ovh
V-800B-10H | Elec,pH,XVD,DJ,TC 100 ohm,1/2" Housing,SPR | 1 | 412.35 | 36.119 | 36.119 | Lab-Ovh
ISTEK-339 | Elec,Oxygen,Galvanic,12x110mm,Delrin Body,#023BG25-010BRCA | 0 | 0 | 2.914 | 1.948
M09-010-054 | Sub,Insert,CPVC Memosen Connector For 4002965603 | 0 | 0 | 0.612 | 0.418
ISTEK-340 | Elec,pH,XVD,DJ,SPR,12x120mm,,TfeWasher&O-R,S8,#I-10W0-S8-120 | 0 | 0 | 22.629 | 10.901
SNG-PA0349 | Elec,Fluoride,Mono,12mmx110mm,SolidState,Epoxy,#F001501-X18Z | 0 | 184.37 | 33.161 | 34.245 | PROX Lab
11110014 | Raw,Tubing,Titanium 1-1/4"OD x .035"wall,Seamless | 250 | 0 | 18.18 | 18.18
11110008 | Nipple,Titanium,1-1/2"Sch 40,Closed,Threaded Both Ends | 4 | 0 | 75 | 75
PH5V370-3B-130 | Elec,pH,GXV,SJ,4x130mm,Reduced Tip,Refillable | 11 | 190.1 | 4.963 | 3.092
PH4V670-3B | Elec,pH,XV,SJ,14mm Sleeve Junction,Refill | 2 | 169.94 | 32.26 | 33.743
PH7V220-3B | Elec,pH,DJ,X-5,12x115mm,Calomel,Epoxy Body | 0 | 0 | 5.948 | 2.682
PH4V270-10T-100 | Elec,pH,XVD,DJ,12x100mm,Sealed Reference | 9 | 0 | 6.727 | 2.757
ATT5-115 | Sub,TestTube 0.145"OD x 4.528"L | 0 | 0 | 0.469 | 0.004 | Lab-Ovh
22130085-S | Foam,Seal Closed Cell Soft Black.465"ODx.250"Hx.165"hole | 7960 | 0 | 0.078 | 0.078
00070083-235 | Sub,Cut,Barium, 8.3mm (.325") x 235mm (9.251") Length | 0 | 0 | 0.029 | 0
00070419-215 | Sub,Cut,Barium, 4.19mm (.165") x 215mm (8.465") Length | 0 | 0 | 0.017 | 0
22130370-S | Raw,Foam,Soft Black Silicone,.370"OD x.165"ID x.250"Thk | 13744 | 0 | 0.058 | 0.058
M02-011-006 | Sub,Cap,PVC,22mm Long,1/2" OD,For Norton | 73 | 0 | 0.075 | 0.077 | Lab-Ovh
M26-017-002 | Sub,Junction,Porous Teflon,0.400"OD x 0.400"Length | 15 | 0 | 2.266 | 1.515 | Lab-Ovh
M26-017-003 | Sub,Junction,Porous Teflon,OD .500x.400"Length | 1585 | 0 | 0 | 0
M26-017-004 | Sub,Junction,Porous Teflon,OD .750"x.400"Length | 566 | 0 | 5.889 | 5.868 | Lab-Ovh
M26-017-005 | Sub,Junction,Porous Teflon,OD .625"x.400"Length | 0 | 0 | 2.278 | 2.278 | Lab-Ovh
M26-017-006 | Sub,Junction,Porous Teflon,OD .500"x.250"Lenght For ECD | 0 | 0 | 1.642 | 1.642 | Lab-Ovh
M26-017-007 | Sub,Junction,Porous Teflon,OD .500"x.650"L.for ECD Recess | 165 | 0 | 4.402 | 1.843 | Lab-Ovh
00200159 | Raw,Barstock,Porous Teflon(PTFE).159"Dia x 11"L(50um x 40%) | 10 | 0 | 0 | 0
00200860 | Raw,Barstock,Porous Teflon(PTFE).860"Dia x 11"L (50um x 40%) | 0 | 0 | 0 | 0
M26-016-006 | Sub,Junction,Porous Ceramic,OD .500"x.250"L. For ECD | 638 | 0 | 0.322 | 0.346
M26-016-007 | Sub,Junction,Porous Ceramic for ECD .375" Glass | 272 | 0 | 0 | 0
9069-TC1-MS | Elec,pH,XVD,DJ,12x120mm,Dual Wick,PT100,#I-10WB-F4-120 | 0 | 0 | 22.666 | 0
M09-009-007 | Sub,Insert,Teflon,K=0.01,For C621&C527 Style | 2395 | 0 | 2.737 | 2.3
M26-016-008 | Sub,Junction,Porous Ceramic,OD .680",.280"x.202" Glass Size | 0 | 0 | 1.021 | 0.42
M26-016-009 | Sub,Junction,Porous Ceramic,OD .750",.280"x.202"Glass Size | 63 | 0 | 4.377 | 4.257 | Lab-Ovh
M26-016-010 | Sub,Junction,Porous Ceramic,OD .680",.202"x.202"Glass Size | 30 | 0 | 3.27 | 0.63 | Lab-Ovh
M26-016-011 | Sub,Junction,Ceramic,OD12mm,StepDown Both Side For EpoxyTube | 154 | 0 | 0.02 | 0.018
M26-016-012 | Sub,Junction,Porous Ceramic,OD .680",.235"x.202"Glass Size | 0 | 0 | 0 | 0
M26-016-013 | Sub,Junction,Porous Ceramic,OD .750",.235"x.202" Glass Size | 0 | 0 | 0 | 0
M26-016-014 | Sub,Junction,Prous Ceramic,OD .680",.280"x.165"Glass Size | 0 | 0 | 1.706 | 0.84
M26-016-015 | Sub,Junction,Porous Ceramic,OD .750",.280"x.125" Glass Size | 0 | 0 | 0 | 0
00070083-070 | Sub,Cut,Barium, 8.3mm (.325") x 070mm (2.755") Length | 0 | 0 | 0.009 | 0.007
1H10117-3H | Temp Comp,HastC276 1/4" MPT, 3K PT MKVIII & Rosemount 320 | 0 | 304.95 | 154.178 | 132.152
01X099603K | Acce,kit,pH,GX-5,.195"x128mm,bulb:6.5mm+/-0.20,200pcs | 2 | 301.22 | 8.774 | 8.774 | Lab-Ovh
01X099602K | Acce,kit,pH,X-5,.165 X 125/128mm(Max),Empty,200pcs | 0 | 221.61 | 146.518 | 140.418 | Lab-Ovh
47X010300K | Platinum Stem,.235 Glass,0.250 OD x 0.80 Wall x.100 High,250 | 0 | 4233.46 | 5083.949 | 1556.171
47X004500K | Sub,PH Stem,.202"x110mm,GX-5,.024"Wall Thickness,100pcs | 10 | 310 | 84.75 | 84.75 | Lab-Ovh
00110002 | Raw,Sheet Kynar Natural,4"x 4"x 1/2"thick | 6 | 0 | 22.5 | 22.5
00030008 | Raw,Sheet CPVC 4"x 4"x 1/2" thick | 0 | 0 | 7.5 | 7.5
00220009 | Raw,Sheet PVC Gray,4"x 4" x 1/2"thick | 6 | 0 | 3.5 | 3.5
00220010 | Raw,Sheet PVC Gray,4"x 5-1/2"x 1/8"thick | 70 | 0 | 2 | 2
M05-010-014 | Cap Plug, CPVC, small size, OD. 18.5mm, ID 16mm | 0 | 0 | 0.5 | 0.5
M05-004-011 | Sub,Cap Plug,Delrin,For Black S7 | 397 | 0 | 0.948 | 0.5 | Lab-Ovh
M05-004-012 | Sub,Cap Plug,Delrin,For F/BNC | 357 | 0 | 2.309 | 0.5 | Lab-Ovh
M05-004-013 | Sub,Cap Plug,Delrin,Twist-Lock For 6 Pin | 969 | 0 | 1.4637 | 1.23
M05-004-015 | Sub,Cap, Delrin, 18 TPI., Strain Releaf for Phenomatric | 54 | 0 | 1.903 | 0.135 | Lab-Ovh
99001048-003A | Acce,Cable,Extension, F/BNC to M/US Standard,LowNoise Coas | 0 | 0 | 16.211 | 0
2010662-20B | Acce,Adapter,Wiring SN6 to MBNC, 3mm Coax, 20' Length | 0 | 89.99 | 20.555 | 17.188
PR7V270J-3BPW8 | Elec,pH,XVD,VLR Fill,DJ,Epoxy,30K,12mmx110mm,Sealed | 0 | 0 | 22.361 | 13.713
DESIGN-080 | Acce,Adapter,T/L Kynar 1"MPT for twist-lock electrodes,#1600 | 0 | 48.31 | 16.978 | 0
D-P311GBJ120-F | Elec,Polarographic,Glass,12X120mm,PT100 | 0 | 0 | 2.625 | 1.764
ISTEK-341 | Elec,Chloride,DJ,3/4"MNPT CPVC,Flat,#V-BC300-20H | 0 | 0 | 21.698 | 6.911
M24-031-005 | Sub,Billet,Silver,.325x.236" (6mm OD) | 0 | 0 | 7.518 | 0
77001100 | Raw,Thermistor,NXP Semicondutor,KTY 83,121/153,Philips | 175 | 0 | 0.7995 | 0.7995
5606642G-30H | Elec,Plat,DJ,3/4"MNPT W/Guard,Annular Ceramic | 0 | 0 | 50.178 | 18.474
WJF-194 | Solu,0.1M NH4Cl/Ag,125mL,#R001047 | 0 | 0 | 1.482 | 0
SI1R1V2B-100VDT | Sub,Stem,pH,VDT(Thick),100mm Length | 0 | 0 | 0.012 | 0.01
CYCLOPS-221 | Elec,Plat,DJ,12mm Ultem Insert,T/L,Ceramic,No TC,#V-1490-10B | 0 | 157.42 | 40.059 | 9.953 | PROX Lab
CYCLOPS-222 | Elec,pH,XVF,DJ,12mmUltemInsert,T/L,Ceramic,PT1K,#V-140E-10B | 0 | 144.08 | 39.256 | 37.218 | PROX Lab
574V700S-005BF | Elec,pH,XVD,DJ,Pharmacia,with Ferrite,#574V700S-005BF,KNO3 | 0 | 0 | 15.34 | 0
M01-032-029 | Sub,Housing,Black Epoxy,8x120mm For ISE | 20 | 0 | 1.476 | 1.33
SI1L1V1A-050-VF | Sub,Stem,pH,VF,050mm Length | 0 | 0 | 0.008 | 0.004
ISTEK-342 | Elec,pH,LPH,SPR,KCl,Epoxy,Wick,12x120mm,#LPH-400 | 0 | 0 | 0.838 | 0.484
ISTEK-343 | Elec,pH,XVD,DJ,12x120,Washer&Teflon,DualWick,#I-10W0-20B-120 | 0 | 0 | 7.086 | 1.843
M07-010-005 | Sub,Tube,CPVC,Tube Spacer,1807800-12" | 9 | 0 | 1.789 | 1.399
M01-001-128 | Sub,Housing,BlkKynar,3/4"MPT,Flange,2 Slots Guard,5600004G-1 | 21 | 0 | 13.135 | 13.242
M01-001-129 | Sub,Housing,Black Kynar,7/16-20 TPI For ISE,YOS-NH4 | 0 | 0 | 1.877 | 1.629
7596ANN2-090-1D | Sub,pH/ORP,SJ,12x090mm Length | 0 | 0 | 14.903 | 10.832
7795A6B-080 | Sub,MonoReference,12x80mm Length,Side Arm,1 wick .08 | 0 | 0 | 0.04 | 0.019
86308 | Elec,pH,XVD,SJ,12x115mm,Epoxy,30K,Refill,#573V528RA1-3BRCA | 1 | 62.59 | 10.578 | 4.571
R-200B-16-F | Elec,pH,XVD,DJ,PT100,316lSS/Kynar/Viton,1x16",Live Tap | 0 | 0 | 76.888 | 0.676 | Lab-Ovh
M01-001-130 | Sub,Housing,Black Kynar,7/16-20 TPI,YOS-pH | 0 | 0 | 1.877 | 1.629
M01-001-131 | Sub,Housing,Black Kynar,7/16-20 TPI,YOS-REF | 0 | 0 | 1.884 | 1.6266
V-AV20B-F | Elec,pH,XVF,DJ,3/4"MPT Ryton,PT100,Teflon Tuff tip | 0 | 0 | 15.164 | 5.291
M05-010-015 | Sub,Cap Plug,CPVC,For TNC Connector,Cyclops-019 | 0 | 0 | 0.458 | 0.3125
11250165 | Raw,Disk,Platinum, 99.99% pure, 0.165"Dia x 0.010"Thick | 284 | 0 | 9.84 | 9.84
53-0012 | Platinum Stem, PT Disk, Subassembly, See Drawing | 5 | 33.76 | 11.128 | 9.413
5501AAV-110-VD | Sub,pH,SJ,VD,6x110mm Length | 7 | 0 | 0.059 | 0.031
V-10WB-10H | Elec,pH,XVD,DJ,T/L,TC PT100,SPR,Wick Junction | 1 | 501.77 | 36.398 | 34.554 | PROX Lab
COLE-375 | Elec,pH,XVF,DJ,3/4"MNPT Ryton,Ceramic,PT1000,#V-AV30E-34BH | 0 | 0 | 42.327 | 9.77
I-1000-32H-120 | Elec,pH,XVD,DJ,12x120mm,Washer and Teflon | 0 | 0 | 23.607 | 0
I-1000-10H-120 | Elec,pH,XVD,DJ,12x120mm,Washer and Teflon | 0 | 0 | 28.918 | 0
I-1900-10H-120 | Elec,Plat,DJ,12x120mm,Washer and Teflon | 0 | 0 | 38.134 | 0
00070787-057 | Sub,Cut,Barium, 7.87mm (.310") x 057mm (2.244") Length | 191 | 0 | 0.007 | 0.005
00070241-120 | Sub,Cut,Barium, 2.41mm (.095") x 120mm (4.724") Length | 0 | 0 | 0.002 | 0
00070597-005 | Sub,Cut,Barium, 5.97mm (.235") x 005mm (0.197") Length | 0 | 0 | 0 | 0
V-AV20B-3MF4 | Elec,pH,XVF,DJ,3/4"MPT Ryton,PT100,Teflon Tuff tip | 1 | 437.7 | 40.366 | 40.366 | PROX Lab
27021-02 | Elec,pH,GX1,DJ,3/4"MNPT,Tuff tip,#TP5612V12S10EBG | 0 | 0 | 9.976 | 2.277
9001083-20B | Acce,Cable,Detachable Lead,3mm LowNoise DL to BNC,Spcl Coax | 0 | 0 | 11.646 | 0
M4-Z1126310 | Assembly,LiveTap,316SS/Simriz,12"TubeLength,BV,w/HandTightFi | 0 | 1162.02 | 407.025 | 0
M09-011-007 | Sub,Insert,PVC,Disk W/ 3 Holes,For A261205P | 122 | 0 | 0.028 | 0.028
COLE-376 | Elec,pH,XVD,DJ,TC PT1000,T/L,SPR,#V-100E-2BT | 0 | 0 | 32.143 | 0
31060N310D60 | Sub,Ag/Pt/Ag Wires,135mmL,Glass Bead,AgCl Dip | 0 | 0 | 0.951 | 1.034
5571302F3A13IW8 | Elec,Cond.K=1.0,Plat foil,6mmx110mm,Glass body,30K | 0 | 0 | 2.312 | 0
M4-Z1126310113 | Assembly,LiveTap,316SS/Kalrez,12"TubeLength,BV,w/HandTightFi | 0 | 2316.34 | 0 | 0
M01-001-132 | Sub,Housing,Black Kynar,Rear,1/2" FPT x 18 TPI,1600720-11 | 10 | 0 | 38.284 | 36.273 | Lab-Ovh
14051290-C-A | PNS,Epoxy, Resin EP1290 Clear,5 Gal. Part A only | 2 | 0 | 1096.83 | 1096.83
SI1L1V1A-120BTF | Sub,Stem,pH,BTF,120mm Length | 0 | 0 | 0 | 0
COLE-378 | Elec,pH,XVD,DJ,12x110mm,30K,RFV,Glass,#V-000J-3BWI6 | 2 | 111.74 | 22.044 | 28.464 | Lab-Ovh
M01-001-133 | Sub,Housing,Kynar,3/4" MPT,Female 13.5PG 4 Slot Grd,1600620 | 0 | 0 | 9.939 | 6.7393
M08-014-001 | Sub,Tool,Graphite,For Conductivity K=0.1,Glass Shop | 0 | 0 | 1.354 | 1.22
05295888 | PNS,Chem,Ricca Potassium Chloride Conductivity 200 mS/cm 1L | 1 | 0 | 126.64 | 126.64
05295889 | PNS,Chem,Ricca Potassium Chloride Conductivity 100 mS/cm 4L | 0 | 0 | 148.01 | 148.01
M17-026-002 | Sub,Pin,EpoxyGraphite,K=0.35,.276"x.310"Length For INW-021 | 873 | 0 | 1.638 | 1.638
ELH-135 | Elec,pH,XV,SJ,12x110mm,Tuff Tip,Sealed,Epoxy,#5733534-003B | 0 | 0 | 9.892 | 0
M4-Z11221100 | Assembly,LiveTap,316SS/Viton,12"TubeLength,BV,w/HandTightFit | 0 | 0 | 145.16 | 0
C35B117HX06SL23 | Elec,Cond,K=0.01,CS40,316SS/Peek,100 ohm,23" tube | 0 | 937.9 | 142.335 | 142.335
00070419-110 | Sub,Cut,Barium, 4.19mm (.165") x 110mm (4.330") Length | 0 | 0 | 0.01 | 0.005
00070635-140 | Sub,Cut ,Barium, 6.35mm (.250") x,140mm (5.512") Length | 2242 | 0 | 0.125 | 0.113
M02-027-006 | Sub,Cap,PVC Black DL,2 O-Rings | 52 | 0 | 0.334 | 0.235
M30-003-001 | Sub,Sleeve,SS 316,For S8 | 0 | 0 | 0 | 0
KVL-335 | Elec,pH,DJ,X5D,450mm"A"length,PT100,VP/W Ingold Wiring,LR,TW | 0 | 883.68 | 171.314 | 171.314 | Lab-Ovh
ECI-005X1 | Elec,Ref,Mono,DJ,KNO3,ClearPolymer,ThickWall,XtraFoam,SeeDwg | 0 | 0 | 2.747 | 0
M01-020-021 | Sub,Housing,Ultem,C.Jnt.202",TuffTip,120mm,CYCLOPS-221 | 61 | 0 | 0 | 0
ECI-005X2 | Elec,Ref,Mono,DJ,4MKCl,ClearPolymer,ThickWall,XtraFoam,SeeDw | 0 | 0 | 2.237 | 0
SNG-TI19608 | Elec,Ammonia,12x110mm,Delrin Body,NH31501-DL | 2 | 0 | 16.647 | 0.882
M31-016-001 | Sub,Ring,Ceramic,OD .812",xID .518",For ATI 48-0132 | 0 | 0 | 0.505 | 0.505
22072018 | Raw,O-Ring,EPDM 2-018, Black 70 Duro | 64 | 0 | 0.2 | 0.2
COLE-379 | Elec,pH,XVD,DJ,SPR,PT100,Kynar/Viton,MKIA,V-310B-10BG2.5-06 | 0 | 0 | 7.265 | 29.641
RP75270-3B | Elec,Plat,DJ,12mmX115mm,Epoxy,Sealed | 0 | 0 | 23.325 | 9.344
M01-045-002 | Sub,Housing,Carbon Steel,Fitting 3/4"MPT,K=1.0,7760191 | 15 | 0 | 4.718 | 4.718
2010470-10 | Acce,Adapter,FBNC to Hanked,RG174 L/N,10'Length | 0 | 185.59 | 4.105 | 4.105 | Lab-Ovh
V-F110B-F6 | Elec,pH,XVF,DJ,3/4"MPT,PT100,PEEK ceramic tuff tip,Sol. | 3 | 0 | 49.931 | 20.265
22070710-B | Raw,Ground Joint 7/10 Barium Glass, Male | 100 | 0 | 3.9767 | 2.7068
22070710-B-F | Raw,Ground Joint 7/10 Pyrex Glass Female | 100 | 0 | 3.9767 | 2.7068
M02-004-046 | Sub,Cap,Delrin,14.2mm Deep,.535" ID | 0 | 0 | 0.5 | 0.5
M02-002-007 | Sub,Cap,Ryton,Lip-Off,2 O-Ring,for LAKEWOOD | 1701 | 0 | 1.359 | 1.782 | Lab-Ovh
M02-020-023 | Sub,Cap,Black Ultem,Long Cap,2 O-Rings | 0 | 0 | 1.279 | 1.197
M02-004-047 | Sub,Cap,Delrin,For BNC Connector On Top | 0 | 0 | 0.5 | 0.5
M02-004-048 | Sub,Cap,Delrin,For Small Grommet | 0 | 0 | 0 | 0
M09-002-050 | Sub,Insert,Ryton,CeramicInsert,O-Ring,325",TuffTip,TP561M-S | 1 | 0 | 6.173 | 6.818 | Lab-Ovh
M02-051-001 | Sub,Cap,Black Polyamides,AWE Cap For PSE-001 | 0 | 0 | 0 | 0.5
M01-002-014 | Sub,Housing,Ryton,Twist-Lock,O-Ring,For S.S. Insert | 0 | 0 | 0.5 | 0.5
M02-004-049 | Sub,Cap,Black Delrin,.370" ID | 8 | 0 | 3.289 | 3.35 | Lab-Ovh
93X561501 | Elec,Silver/Sulfide,DJ,12x110mm,Glass,40"BNC,13-620-551 | 0 | 202.48 | 17.131 | 16.196 | PROX Lab
M4-Z12121100 | Assembly,LiveTap,316SS/Viton,21"TubeLength,w/HandTightFit | 0 | 703.63 | 0 | 0
CHEMA-053 | Elec,Plat,DJ,12x120mm,washer and teflon,#I-1900-10H-120 | 0 | 0 | 37.128 | 9.33
510140NN | Sub,PT. wire, 140mm Length, No dip | 0 | 0 | 7.454 | 0
510100NN | Sub,PT. wire, 100mm Length, No dip | 0 | 0 | 5.327 | 0
COLE-380 | Elec,Cond,K=1.0,316SS/TFE,TC 100 ohm,T/L,#C19B414-F | 0 | 0 | 28.655 | 16.515
USA-002 | Elec,pH,XV,DJ,12x115mm,30K,BNC/2.5G,Guard,RFV#V-700J-10BG2.5 | 0 | 0 | 27.046 | 0
SI1L1V1NN-050 | Sub,Stem,pH/ORP,X-1,050mm Length | 0 | 0 | 15.614 | 0
310070NB | Sub,Ag Wire,.01" Diameter,070mm Length,AgCl Dip | 0 | 0 | 0.203 | 0
00050316 | Raw,Tubing,Epoxy, Black, 0.187"OD x 0.020"wall | 0 | 0 | 2.78 | 2.78
WJF-195 | Elec,pH,X2,SJ,6x110mm,Reduced Tip,Refillable,#5573501-003B | 0 | 0 | 2.342 | 1.017
WJF-196 | Solu,Ref Fill,125mL,4M KCl/AgCl,#R001011 | 0 | 0 | 2.546 | 0
A-20K1-20H | Elec,pH,TB551,X-VD,DJ,SPR,3Kohm,Kynar/Simriz | 1 | 576.04 | 117.501 | 114.626 | PROX Lab
C91-020-TC | Sub,Cable,CE,20F,6 wires,Tinned Leads | 0 | 0 | 18.287 | 16.396 | Lab-Ovh
M01-036-001 | Sub,Housing,Kel-F,1/4" 28 TPI,Vycor Junction,6201402T-1 | 105 | 0 | 5.412 | 3.523
7593AA1V-2 | Sub,pH,SJ,2,12x120mm Length,.202 Int.,Refill | 18 | 0 | 0.07 | 0.07
I-10W0-S8-310 | Elec,pH,X-VD,DJ,SPR,12x310mm,Wick,Tfe Washer & O-R,S8 | 0 | 336.69 | 24.638 | 18.683
C2-003-JA | Sub,Cable,JA,C2,3 Feet,4 Pin Male:77020110,Cable:99030517 | 0 | 0 | 12.188 | 11.858 | Lab-Ovh
5500AAV-120-VD | Sub,pH,SJ,XVD,6x110mm Length,Refill | 0 | 0 | 0.017 | 0.006
AWE-061 | Solu,Waterhardness,Standard,1000ppm,475ml,#WHAAS02 | 0 | 0 | 2.162 | 0
CELLBIO-007 | Elec,pH,XVF,DJ,Components Supplied by Customer,See Drawing | 0 | 80.25 | 1.011 | 0.502
AREFC2-100 | Sub,Mono,Reference,.095"x100mm Length | 17 | 0 | 2.277 | 2.277 | Lab-Ovh
V0R0540732 | Elec,Ammonia,12X110mm,Delrin,ThreadedMembrane,#NH31501C-X18Z | 0 | 0 | 20.68 | 0
4001786302 | Elec,pH,DJ,XVF#P822VV12T50HS23,3/4"NPT,TefTuff,23mmIns,PT100 | 2 | 188.13 | 70.113 | 9.853 | PROX Lab
00110158-B | Raw,Barstock,Kynar Black 1-5/8"Diameter | 12 | 0 | 62.25 | 88.5
M24-014-001 | Sub,Billet,Epoxy Graphite,Conductivity,4 Pin K=0.1 | 34 | 0 | 1.853 | 1.591
C15-003-GB | Sub,Cable,GB,C15,3 Feet,See Note | 0 | 0 | 1.732 | 0
M34-020-001 | Sub,Plug,Black Ultem ,.325"-18 TPI,PHENO-008,For Phenomatric | 0 | 0 | 0.26 | 0.237
M01-001-135 | Sub,Housing,Black Kynar,Rear,1/2" FPT x 18 TPI,1600720-07 | 12 | 0 | 21.851 | 9.305 | Lab-Ovh
PRO-023 | Elec,pH,XVD,DJ,SPR,12x275mm,Tfe Washer&O-R,S8,#I-10W0-S8-275 | 11 | 121.24 | 28.822 | 27.028
CYCLOPS-223 | Elec,pH,DJ,Tuff Tip,TC 3K ohm,FBNC/Nickel plate,CPVC,#SX2716 | 0 | 0 | 15.723 | 0
KVL-419 | Elec,pH,DJ,SPR Mark 1-A submersible 75",PT100, | 0 | 0 | 208.964 | 0
COLE-381 | Elec,pH,XV,DJ,12x115mm,Epoxy,10K,RFV,GuardSealed,#V-700L-3BG | 0 | 0 | 12.155 | 5.109
44004258 | Label,Custom Brady,Fisher Brand ,open/closed,Blue & White | 9618 | 0 | 0.1348 | 0.1348
44004259 | PNS,Label,Custom Brady,Fisher Brand, Blue & White | 10000 | 0 | 0.15656 | 0.15656
YVL75A0074 | Elec,Chloride,DJ,12X110mm,Glass,Sealed,SPR,#CL02604-DL | 1 | 129.35 | 44.906 | 7.49 | Lab-Ovh
VA401B-CONDI/0 | Analyzer,Knick,StratosPro,Class1Div2,InductiveConduct | 1 | 4004.52 | 1980.507 | 1980.624
M17-003-010 | Sub,Pin,SS 316,.187"OD x .420" Length For Lock&Load,Chamber | 0 | 0 | 0.841 | 0.862 | Lab-Ovh
3500721-10 | Sub,Tube,316SS Sensor Sheath for TBI 557, 10" length | 0 | 123.9 | 32.569 | 0
V-10WB-F | Elec,pH,XVD,DJ,T/L,TC PT100,SPR,Wick Junction | 1 | 473.37 | 32.282 | 16.928 | PROX Lab
S066B | Elec,Silver,DJ,Glass,12mmx110mm,Refill,KNO3,#RP48RF0-3B | 0 | 0 | 0 | 0
ELH-136 | Elec,Metallic,DJ,ORP,12x110MM,Platinium Band,#5779861-010B | 0 | 95.49 | 28.262 | 9.381
WHA1502-006T | Elec,Water Hardness,DJ,12110mm,Refillable,Glass Body | 0 | 0 | 28.696 | 3.474
M01-001-136 | Sub,Housing,BlK Kynar,Reference Rebuildable1/4"FNPT,8604201 | 0 | 0 | 5.475 | 3.97
M02-001-024 | Sub,Cap,Black Kynar,1/4"MPT,0.052"HoleForSilverWire,8604201 | 16 | 0 | 1.16 | 1.175
M02-001-025 | Sub,Cap,Black Kynar,1/4"MPT,.250"Porous Teflon Jnc,8604201 | 13 | 0 | 3.458 | 3.473
M12-010-005 | Sub,Washer,Grey CPVC,1.2"ODx0.5"L,3 Holes | 9 | 0 | 0.446 | 0.402
ELH-137 | Elec,pH,XV,SJ,115mm Length,Epoxy Body,#573V526-010B | 0 | 0 | 9.832 | 4.048
M07-003-043 | Sub,Tube,316 SS,For MK7Z,3000712Z-11 | 0 | 0 | 37.62 | 9.86
M07-010-008 | Sub,Tube,CPVC,Tube Spacer,1807800-05 | 0 | 0 | 0.766 | 0.6
M05-010-022 | Sub,Cap Plug,1.1"ODx0.5"L,3/8-18NPT ID. | 7 | 0 | 0.382 | 0.216
M18-001-003 | Sub,Adapter,Black Kynar,2" MPT For Twist-lock,1600145 | 0 | 0 | 47 | 61.6333
CONDD3B3EMA-120 | Sub,Conductivity,K=1.0 Epoxy Body,,3PlatBand,12x120mm Lengt | 1 | 0 | 51.887 | 38.116
C20-025-IF | Sub,Cable,IF,C20,25 Feet,6pin Female:77020010,Cable:99039536 | 0 | 0 | 17.205 | 0
M0500P2S-M6 | kit,12mm,Polarographic,1 mil silicone,1 sil O-ring 5-209 | 0 | 0 | 13.142 | 0
ITLI-001 | Elec,Silver/Sulfide,SJ,12x110,SpringEpoxy,VL Logo#AGS1503-3B | 0 | 0 | 16.95 | 6.49
ITLI-003 | Elec,CarbonDioxide,12x110,GasSensing,VL Logo#C021501G-003B | 0 | 0 | 1.208 | 0.716
ITLI-004 | Elec,Calcium,SJ,12x110mm,Spring,Epoxy,VL Logo,#CAL1503-003B | 2 | 0 | 2.762 | 1.091
ITLI-006 | Elec,Chloride,SJ,12x110mm,Spring,Epoxy,VL Logo,CL01503-003B | 0 | 0 | 13.799 | 7.196
ITLI-008 | Elec,Cyanide,SJ,12x110mm,Spring,Epoxy,VL Logo,#CN01503-003B | 0 | 0 | 10.933 | 4.638
ITLI-009 | Elec,Fluoride,SJ,12x110mm,Spring,Epoxy,VL Logo,#F001503-003B | 2 | 0 | 1.61 | 0.716
ITLI-010 | Elec,Fluoride,DJ,12X110mm,Sealed,Epoxy,VL Logo,#F001505-003B | 0 | 0 | 33.651 | 26.287
ITLI-012 | Elec,Nitrate,SJ,12x110mm,Spring,Epoxy,VL Logo,#N031503-003B | 3 | 0 | 8.801 | 4.228
ITLI-015 | Elec,Sodium,DJ,12x110mm,Refillable,Glass,VL Logo,#NA71502-3B | 0 | 0 | 10.905 | 1.638
ITLI-016 | Elec,Ammonia,12X110,Delrin,ThreadedMemb,VLLogo,#NH31501CG-3B | 6 | 0 | 16.998 | 2.991
C91-M07-TK | Sub,Cable,CE,7M,5 wires,Tinned Leads,pH,Ref,TCs,GND | 0 | 0 | 21.415 | 18.366 | Lab-Ovh
ITLI-019 | Elec,WaterHardness,SJ,12x110,Spring,Epoxy,VLLogo,#WHA1503-3B | 0 | 0 | 21.077 | 5.449
C35B173-18 | Elec,Cond,K=0.01,CS40,316SS/Peek,PT100,18"tube | 0 | 0 | 141.063 | 226.5
906E-001 | Elec,pH,HalfCell,XVD,.325 x 2.3",26AWG 6" Black Cable | 0 | 13.98 | 3.525 | 0 | Lab-Ovh
906E-002 | pH Stem,GX-V Dome,4mmx76mm,Sealed and Filled,Glass Bead | 0 | 6.96 | 0.203 | 0
906E-003 | pH Stem,GX-V Dome,8mmx76mm,Sealed and Filled,Glass Bead | 0 | 8.03 | 0.203 | 0
C13-003-VJ | Sub,Cable,VJ,C13,3 feet,See Note | 0 | 0 | 3.858 | 3.858 | Lab-Ovh
00112003 | Raw,Barstock,Kynar Black Color 3"Diameter | 0 | 0 | 184.9 | 184.9
93X218962 | Elec,pH,FS5,SJ,12x106mm Glass,Refill,US Standard,#13-620-90 | 0 | 0 | 29.941 | 0
M07-003-044 | Sub,Tube,316 SS,For MK7Z,3000712Z-31 | 0 | 0 | 61.281 | 26.521
M07-010-009 | Sub,Tube,CPVC,Tube Spacer,1807800-25 | 7 | 0 | 3.725 | 2.91
CO2IF01 | Solu,CO2 Inner Filling,125mL Bottle | 11 | 0 | 1.482 | 1.054
R001046 | Solu,Reference,1M KNO3,w/.02M KCl & Ag 125mL Bottle | 5 | 25.68 | 1.482 | 1.41
R001015 | Solu,Reference Fill,KNO3 10% Liquid,125ml | 44 | 47.36 | 1.482 | 1.482
R001011 | Solu,Reference Fill,125mL,4M KCl/AgCl Saturated | 10 | 26.45 | 7.188 | 7.188 | Lab-Ovh
R001045 | Solu,Ref Fill Solu,0.1M(NH4)2SO4/0.01M KCl,125mL Btl | 4 | 0 | 0.916 | 0.574
R001044 | Solu,Reference Fill Solu,0.1M(NH4)2SO4,125mL Bottle | 1 | 26.09 | 1.482 | 1.399
R001041 | Solu,Reference,Sodium,0.1M NH4Cl, 125mL | 0 | 24.93 | 1.482 | 0.994
R001047 | Solu,0.1M NH4Cl/Ag,125mL | 0 | 26 | 0.916 | 0.574
R001042 | Solu,Reference Fill,Ammonium,0.1M NaCl/AgCl,125mL Bottle | 0 | 0 | 1.482 | 0.994
R001043 | Solu,Reference Fill,0.1M NaCl, 125mL | 12 | 24.83 | 1.482 | 1.41
35801-76 | Elec,pH,XBD,SJ,#573V528A21-003BG,12x115mm Epoxy | 28 | 76.53 | 26.822 | 23.195 | PROX Lab
PCE-86-EX1001 | Acce,Cable,RG174 L/N,SN6 to BNC,#2010662-6B | 0 | 19.02 | 6.037 | 4.715 | Lab-Ovh
27013-21 | Elec,Plat,SJ,12x80mm,#5779677-025B | 0 | 0 | 33.393 | 11.372
00331-W4 | Elec,pH,X-5,Mono,Special,Hydrolab,Berg,Horizontal | 2 | 54.78 | 24.936 | 5.051 | PROX Lab
93X218828 | Elec,pH,Spear Tip,SJ,Sealed Reference,#5673511-003B | 3 | 41.73 | 23.237 | 21.888 | PROX Lab
CLOAS02 | Solu,Chloride Activity Standard, 1000 ppm, 475 mL bottle | 0 | 51.18 | 2.162 | 1.462
F00AS02 | Solu,Fluoride Activity Standard, 1000 ppm, 475 mL bottle | 0 | 51.96 | 2.162 | 2.162
AGS1508-003B | Elec,Silver/Sulfide, DJ, Epoxy, 12x110mm, refillable | 8 | 293.99 | 22.851 | 11.161
27006-25 | Elec,Gold,DJ,12x80mm Glass Body,#5778878-010B | 3 | 166.59 | 112.399 | 66.453 | Lab-Ovh
27502-23 | Elec,Iodide,DJ,#I001502-003B,12x110mm | 0 | 135.78 | 64.975 | 30.914 | PROX Lab
29521 | Elec,pH,DJ,#5773710-003B,Glass Body,12mm Sleeve junction | 0 | 0 | 23.655 | 16.58
NH3MK05 | Membrane, Ammonia, INCD: (1) O-ring, (10) Membranes | 0 | 82.67 | 0.222 | 0
F001502-006T | Elec,Fluoride,DJ,12mmx110mm,Refillable,Glass Body | 1 | 0 | 34.019 | 34.255
27001-70 | Elec,pH,X-BD,DJ,#1963778-10BGV12,PT100,1/2" MNPT | 0 | 71.81 | 29.652 | 35.694 | Lab-Ovh
27018-00 | Elec,pH,X-BD,DJ,#H721P20003T10AB,Plat(Sol),Teflon Junction | 2 | 111.01 | 52.701 | 47.173 | PROX Lab
BG50125-12C | Bulb Guards, Epoxy for Glass Body 12mm, (4) pieces per bag | 0 | 19.51 | 5.527 | 5.547 | Lab-Ovh
27011-10 | Elec,pH,X-2,DJ,#1963778H-010B,1/2" Housing | 0 | 0 | 11.38 | 2.373
93X218810 | Elec,pH,X-2,SJ,#ECFG6350601B,#5673506-003B,8x55mm,R001011-30 | 4 | 46.87 | 20.723 | 20.723 | Lab-Ovh
93X218842 | Elec,pH,VKT,SJ,#ECFG7252001B,#5772520-3B,Refill,R001011-30 | 0 | 64.25 | 26.527 | 26.527 | PROX Lab
9001098-010B | Acce,Cable,German DL to BNC, 3mm OD Cable | 5 | 60.37 | 12.856 | 10.472
77180222 | Raw,Conn,Cable End,for RG174 LowNoise SN6(CD)crimping style | 1496 | 19.33 | 3.4986 | 2.49
9001041-010B | Acce,Cable,Detachable Lead,LowNoise Coax,Fits DLG plug head( | 0 | 0 | 7.117 | 7.197
9001041-017B | Acce,Cable,RG174 Low Noise, SN6 to BNC | 0 | 0 | 8.724 | 7.894
F001501-S7 | Elec,Fluoride,Mono,12mmx110mm,Solid State,Epoxy Body | 0 | 0 | 25.186 | 0
V0R1328211 | Raw,Strain Relief, Black Color for 5mm cable #22320707 | 0 | 0.54 | 0 | 0
05297708 | Raw,Chem, Sodium Hydroxide , pellets 97% A.C.S. | 0 | 70.56 | 0.02 | 0.02
33231240 | Raw,Tubing,Teflon,12 HSO,3HA12HSO | 201.614 | 0.8 | 1.58 | 1.58
11210407 | Cap, Ultem Sealing Cap detachable, .640"x .406"x .950" | 402 | 0 | 2.92 | 2.92
22090126 | Raw,Grommet,Buna70,11/32"ODx1/8"IDx3/16"thk,1/16"groove | 2815 | 0 | 0.42 | 0.42
44341500 | Raw,Boot, Red Color, .500"ID x 1"long, for Insulating BNC | 5016 | 0 | 0.059 | 0.059
SDNH42-30 | Solu,Ammonium Standard, 1000 ppm NH4+ as N, 30 mL | 1 | 0 | 0.288 | 0.288 | Lab-Ovh
RFNH41-30 | Solu,Ammonium ISE Reference Fill, 30 mL | 1 | 0 | 0.288 | 0.288 | Lab-Ovh
AJNH41-30 | Solu,Ammonium ISE ISA, 30 mL | 1 | 0 | 0.193 | 0.193 | Lab-Ovh
M14-004-009 | Sub,Guard,Blk Delrin,3 slots,.470"ODx.385"IDx.4"L | 229 | 0 | 2.284 | 0.186 | Lab-Ovh
IMA1172 | Raw,Cable,Manufacturer: Alpha Wire, 1172C | 706 | 0 | 0.27 | 0.27
S0114AA | CLOSURE CAP | 731 | 0 | 0.01 | 0.01
X0179KT | BOTTLE SHIPPING | 0 | 0 | 0.01 | 0.01
BS815NW | PH12-S INSERTION SHAFT, SS, 8" | 0 | 0 | 214.422 | 0 | Lab-Ovh
H04D-J001 | Elec,pH,Glass,ASGVIII,DJ,Refill#H04DG-L00-L0X-SM01BX | 0 | 0 | 5.484 | 0
500302-0002 | Sub,Body,4.31"L,ABS (757),BLK.5" NPT#CT54A-64-01-R | 0 | 0 | 0.773 | 0
22172212 | Raw,O-Ring,Viton 75, 2-212, Brown Color | 30 | 0.16 | 0.15 | 0.15
93022522-KIT | Acce,Kit,Plastic Molded Parts: 450312+450313+450314 | 371 | 0 | 2.5076 | 1.7005
RC673-0201-10M | Elec,RC,Total,4-20MA,0-2PPM,2wire LOOP#RC673A-G02-SNX-XM10TX | 0 | 0 | 249.204 | 0 | Lab-Ovh
RC673-2201-10M | Elec,RC,Total,4-20MA,0-10PPM,2wireLOOP#RC673A-G02-SNX-XM10TX | 0 | 0 | 249.204 | 0 | Lab-Ovh
449004-0025 | Sub,Cap,0.63"ODx1"L,Blk ABS,for Male BNC#CLV5V-V4-04 | 4243 | 0 | 3.1178 | 2.62
PH10-1N2A-3 | Elec,Dolphin,PH,DOME BULB,W/GUARD,PT1000,30FT CABLE,PIN LUGS | 0 | 290.95 | 162.792 | 150.907 | Lab-Ovh
PH10-3P2A-3 | Elec,Dolphin,PH,FLAT BULB,W/PCB,PT1000,30FT CABLE,PIN LUGS | 0 | 295.74 | 137.96 | 124.88 | Lab-Ovh
PH10-3N2B-2 | Elec,Dolphin,PH,FLAT BULB,PT1000,20FT CABLE,VP CONN | 0 | 317.33 | 198.843 | 192.154 | Lab-Ovh
PH10-3N2A-4 | Elec,Dolphin,PH,FLAT BULB,PT1000,40FT CABLE,PIN LUGS | 1 | 306.83 | 179.423 | 166.657 | Lab-Ovh
PH10-3P1A-3 | Elec,Dolphin,PH,FLAT BULB,W/PCB,PT100,30FT CABLE,PIN LUGS | 0 | 291.17 | 136.95 | 123.87 | Lab-Ovh
PH10-3S2S-CFA | Elec,Dolphin,PH,FLAT BULB,W/S PCB,PT1K,S CONN,CFA | 0 | 384.07 | 247.892 | 0 | Lab-Ovh
PH10-2N2A-1H | Elec,Dolphin,PH,DOME BULB,NO GUARD,PT1000,10FT HT CABLE,PIN | 0 | 285.95 | 152.432 | 76.738 | Lab-Ovh
PH10-1N4A-C | Elec,Dolphin,PH,DOMEBULB,W/G,PT1000S,10FTCABLE,PINS,CHEMRAZ | 0 | 312.84 | 188.322 | 193.067 | Lab-Ovh
PH12-4P31Q-ZZ | Elec,ORP,12MM,PEEK,360MM,PT100,VP Conn,No Agency Cert | 0 | 477.78 | 586.173 | 280.586 | Lab-Ovh
M0300T1-K1 | Acce,Membrane Kit (PK/25) 1Mil Mem syringe,R001068-125 | 0 | 78.67 | 3.328 | 4.241
M5-B-16BH-25 | Elec,pH,Tuff Tip,TC 100 ohm, CPVC housing, 25 mm insertion | 0 | 0 | 9.522 | 4.513
99030043 | Cable,C-27,2 conductor, with shield,grey jacket | 3456.5 | 0 | 0.32 | 0.4533
S-HH14-01 | Sub,HH14 glass stem assy,ASG VIII | 0 | 0 | 0 | 0
AM-ODO-065 | Elec,ODO,PVC#DOP2-U001,65FT | 0 | 0 | 402.199 | 0
449007-0039 | Sub,Housing,ABS Rod,5/8"ODx5.51"L"L,Blk RoHS3,DOL2A-E4-01 | 71 | 0 | 0.97 | 0.97 | Lab-Ovh
BS805HX | BALL VALVE INSERTION,W/PURGE,2"NPT,316SS, BALL 2.0IPS | 0 | 1487.04 | 1133.394 | 1131.236 | Lab-Ovh
SA-ZSEN146-02 | Sub,PCB Subassembly for ZSEN146X | 0 | 0 | 30.739 | 30.739 | Lab-Ovh
SA-ZSEN146-03 | Sub,Housing Subassembly for ZSEN146X | 0 | 0 | 5.595 | 5.595 | Lab-Ovh
SA-ZSEN146-04 | Sub,Soaking Bottle Subassembly for ZSEN146X | 0 | 0 | 1.731 | 1.52
J-15 | PNS,Box, Foxboro 13-1/2 x 10 x 6 , Standard "J -15 Box | 1080 | 0 | 0.74 | 0.74
100645489 | PNS,New Air I.B.100645489 (Sealed Air) | 0 | 0 | 178.02 | 178.02
S0101BT | Raw,Box, Foxboro Box 11-1/4 x 8-1/4 x 5-3/8 | 73 | 0 | 0.53 | 0.53
00190125 | Raw,Barstock, SS 316, 1/8"Dia | 181 | 0 | 7 | 7
77180104 | Raw,Connector, S8 plug DLG, Red | 312 | 7.86 | 6.74 | 6.74
3000650 | Fitting,Gland 316SS 1" bored x 1" MPT,Kynar&Split SS Ferrule | 0 | 230 | 49.944 | 50.066
15380220 | MRO,Needle, Blue Hub SS 1''Long, 8001100 | 0 | 0 | 0.396 | 0.396
9555118 | Raw,O-Ring,Kalrez, 2-118, Compound 6375 | 9 | 0 | 27.45 | 27.45
95552018 | Raw,O-Ring,Kalrez 2-018, 6375 compound | 16 | 0 | 17.46 | 17.46
00191125 | Raw,Barstock, SS 316L, 1-1/8" Dia | 24 | 20.18 | 20.96 | 20.96
2010456S-10 | Acce,Cable,4 Pin DL to Hanked,10' Length,L/N &2Conductor,S=Z | 14 | 183.42 | 18.538 | 33.529
1406700 | Elec,pH,XVF,KNO3,Cer.Tuff,3K,3/4"CPVC,DJ,#P822P2V0112ET-K | 3 | 0 | 33.791 | 14.24
00030250 | Raw,Barstock, CPVC 1/4" Dia | 0 | 0 | 0.82 | 0.82
16B6642G-20H | Elec,Platinum,MKIA,DJ,SPR,PT100,Kynar,Rem Grd | 2 | 0 | 148.275 | 63.782
V-310B-20H | Elec,pH,MKIA,X-VD,DJ,SPR,PT100,Kynar/Viton,Rem Grd | 0 | 414.76 | 130.948 | 125.457 | PROX Lab
93X218946 | Elec,pH,X-5D,DJ,#EC620185,#13-620-185,Refillable,Accufast | 0 | 57.99 | 36.871 | 34.388 | Lab-Ovh
31056152 | Stem,pH,XVD,.188 OD Glass, Gell fill | 16 | 34.82 | 5.02 | 1.607
35802-73 | Solu,Kit,,Iodide,PECO#I00002K | 0 | 0 | 7.86 | 13.872
2010730S-4 | Acce,Adapter,Wiring FBNC/MMolex to Hanked, S=ZV Cable, 4' lo | 0 | 83.87 | 5.079 | 4.682 | Lab-Ovh
35803-30 | Solu,Potassium standard 1000ppM,#K00AS02 | 0 | 0 | 2.162 | 1.457
33030006 | Raw,Tubing, Heat Shrink 3/16" Black non-adhesive | 1821.525 | 0 | 0.45 | 0.45238
44005685 | PNS,Twist Tie, Yellow color, 7000 ft. spool | 1 | 0 | 84 | 84
27011-40 | Elec,pH,X2D,SJ,Tuff Tip,1/2" MNPT,#1963537H-010B | 0 | 0 | 4.707 | 1.393
27077-04 | Elec,Chloride,Sealed,Epoxy,#CLO1580-010T | 0 | 158.24 | 31.89 | 31.574 | PROX Lab
99030042 | Raw,Wire,C-44, 26 ga, Teflon Coated, Black Color | 768.957 | 0 | 0.146 | 0.146
9027-10B | Elec,pH,GX2,SJ,1/2 Housing,W/ Boot,#1963527-010B | 2 | 61.74 | 26.359 | 27.731 | Lab-Ovh
9126-10B | Elec,Combo, Metallic, SJ, Plat, 1/2"Housing w/ Boot | 0 | 97.63 | 58.432 | 20.408 | PROX Lab
77007611 | Raw,Electronic Component, ICL7611DCPAZ, OP-AMP | 10 | 0 | 3.43 | 3.43
72412 | Elec,pH,X-VF,DJ,#192V757-020TV12,3/4"MNPT CPVC,PT100 | 0 | 132.44 | 40.229 | 39.072 | Lab-Ovh
77004148 | Raw,Diode, Switching, for Amplifiers | 30 | 0 | 0.083 | 0.083
22071018 | Raw,Ground Joint, female outer,taper 10/18(pyrex) | 64 | 0 | 7.87 | 7.87
22070118 | Raw,Ground Joint, male inner, taper 10/18 (pyrex) | 57 | 0 | 7.33 | 7.33
44000002 | Raw,Clamshell,Insert,for packaging electrode,w/recycle logo | 1836 | 2.93 | 1.76 | 1.76
SPS-005 | Acce,Cable,RG174,Blue/Black Boot,M/BNC to M/BNC,#99001043BB- | 0 | 0 | 4.024 | 0
SPS-006 | Acce,Cable,RG174,Red/Black Boot,M/BNC to M/BNC,#99001043RB-1 | 0 | 0 | 4.024 | 0
M09-003-012 | Sub,Insert,SS 316 8.980"LengthBuiltedPistoforpHastract 2000 | 4 | 0 | 27.094 | 27.273
CL-5-HRP-S | Pin, 316 S.S., with threads,for pHastrac (Mcmaster 8692A23 ) | 2 | 0 | 21.82 | 21.82
M07-003-045 | Sub,Tube,316 SS,For MK7S,1507202-20 | 0 | 0 | 67.01 | 71.208 | Lab-Ovh
M07-010-010 | Sub,Tube,CPVC,Tube Spacer,1807800-14 | 0 | 0 | 7.254 | 2.081 | Lab-Ovh
M04-003-004 | Sub,Cable,SS 316,Safety Cable For MK7S,1507700-19 | 0 | 0 | 23.007 | 23.195 | Lab-Ovh
M07-010-011 | Sub,Tube,CPVC,Tube Spacer,1807800-21 | 0 | 0 | 3.105 | 1.22
M07-018-003 | Sub,Tube,HAST-C,MK7S,Tube & 3/4" MPT Fitting,27" Length | 0 | 0 | 245.553 | 77.05
14051078 | PNS,Epoxy, Resin CB-1078 Black, 12LB 1GAL. Unit | 1 | 0 | 321.48 | 321.48
14051078-B | PNS,Reactor, For Epoxy Resin 1078, 7LBS 1GAL unit | 0 | 0 | 247.29 | 247.2877
2305AQN | Sub,Cond,2 Plat. Band,Ag wire, 14/15 Ground Joint | 0 | 0 | 48.101 | 35.905
8001060-001T | Acce,Adapter,S7 to Stripped and Tinned,1' Length | 0 | 107 | 47.281 | 0
31056483 | Sub,Mono,Spear Tip,12x120mm Length | 72 | 0 | 6.472 | 6.472 | Lab-Ovh
520095N320B070 | Sub,Plat.Wire,Silver Wire,Anodized & AgCl Dip | 0 | 0 | 19.911 | 0
4IM00095 | Doc,Instruction Manual,DM405-SC, Sulfidized Silver Billet El | 6 | 0 | 0.01 | 0.01
KYOTO-014 | Elec,Reference,DJ,Mono,Refill,Pyrexbody/slv junction seenote | 0 | 0 | 14.482 | 38.511
M4-Z11261110 | Assembly,LiveTap,316SS/Viton,12"Insertion,BV,w/HandTightFit | 0 | 808.92 | 276.283 | 0
M4-Z13663100 | Assembly,LiveTap,316SS/Kalrez,36"Insertion,BV,w/HandTightF | 0 | 1010.51 | 397.86 | 82.27
ES5C1-015 | Elec,Cond,Toroidal,1.5"CPVC,0-10mS=4-20mA,15foot,#C3254.1 | 0 | 0 | 179.007 | 14.03 | Lab-Ovh
ES5C2-015 | Elec,Cond,Toroidal,#C3254.2,1.5"CPVC,0-100mS=4-20mA,2Wire | 0 | 0 | 179.738 | 106.094 | Lab-Ovh
ES5C3-015 | Elec,Cond,Toroidal,#C3254.3,1.5"CPVC,0-1000mS=4-20mA,2wire | 0 | 273.4 | 178.728 | 163.404 | Lab-Ovh
V-BV100-15B | Elec,pH,DJ,XVF,3/4"MPT CPVC Ceramic Tuff Tip | 0 | 196.34 | 17.091 | 14.003
V-BV100-25B | Elec,pH,DJ,XVF,3/4"MPT CPVC Ceramic Tuff Tip | 0 | 215.57 | 32.112 | 10.04 | PROX Lab
M09-003-013 | Sub,Insert,SS 316,20 TPI,For KVL-165 | 0 | 0 | 7.52 | 5.98
GODDARD-002 | Acce,Flow Cell for GODDARD-001, see drawing | 0 | 158.97 | 2.018 | 1.753
00190051 | Raw,Barstock,SS316, 1-1/4"(1.250")OD | 7 | 2.15 | 25.51 | 25.51
SI1L1V1A-095-VF | Sub,Stem,pH,VF,095mm Length | 66 | 0 | 0.939 | 0.82 | Lab-Ovh
M19-003-011 | Sub,Sheath,SS 316,43"Length Standard,1-1/4"OD For M4 | 3 | 0 | 127.979 | 115.296
11230170 | Raw,Rod,Silver, 99.99% pure, 0.170" Dia | 21 | 0 | 152.3891 | 52.4571
C2-002-WL | Sub,Cable,WL,C2,2 Feet,See Note | 0 | 0 | 2.312 | 0
C2-001-WH | Sub,Cable,WH,C2,1 Foot,See Note | 0 | 0 | 1.657 | 1.327
00150375 | Raw,Barstock, Polypropylene 1-3/8"OD Natural Color | 10 | 0 | 7 | 7
M13-049-003 | Sub,FlowCell,Acrylic,10-32ThreadedConnectionForGoddard-002 | 0 | 0 | 1.54 | 0
957NDB-235-VD | Sub,SJ,ThickWall,VD,.04"CeramicWick 33380040F,12mmx235mm | 0 | 0 | 0.098 | 0.02
M07-001-005 | Sub,Tube,Black Kynar,40.250" Length For M4 | 0 | 0 | 71.577 | 62.214
PH7V270-S8 | Elec,pH,X-VF,DJ,12x110mm,Epoxy,Tuff Tip | 0 | 0 | 7.48 | 2.097
M19-003-012 | Sub,Sheath,SS 316,18" Length Standard,1-1/4"OD For M4 | 0 | 0 | 53.99 | 56
M07-001-006 | Sub,Tube,Black Kynar,15.250" Length For M4 | 0 | 0 | 28.087 | 37.82
SI1L1V2DN-125 | Sub,Stem,ORP,Plat. Band,125mm length | 0 | 0 | 15.42 | 6.393
955NA-130-VD | Sub,pH,SJ,VD,12x130mm Length,Ceramic Wick .04,Thick Wall | 13 | 0 | 0.161 | 0.161
C2-002-WH | Sub,Cable,WH,C2,2 Foot,See Note | 0 | 0 | 2.279 | 0
C29-003-WU | Sub,Cable,WU,C29,3 Feet, See Note | 0 | 0 | 6.01 | 5.081 | Lab-Ovh
C29-003-BL | Sub,Cable,BL,C29,3 Feet,See Note | 0 | 0 | 2.623 | 0
M01-001-137 | Sub,Housing,Black Kynar,Rear,1/2" FPT x 18 TPI,1600720-05 | 0 | 0 | 11.461 | 0
M19-003-013 | Sub,Sheath,SS 316,10" Length,3500721-10 | 0 | 0 | 29.588 | 0
M01-001-138 | Sub,Housing,Black Kynar,Rear,1/2" FPT x 18 TPI,1600720-07 | 0 | 0 | 21.828 | 9.3 | Lab-Ovh
M19-003-014 | Sub,Sheath,SS 316,12" Length,3500721-12 | 0 | 0 | 18.851 | 12.711 | Lab-Ovh
1921020THSK | Lock&Load Assembly,CPVC,ExtraLong,for 12x225 Elec w/PG13.5 | 0 | 932.24 | 201.174 | 20.91
M30-027-002 | Sub,Sleeve,Black PVC,For Epoxy Body Refill Hole,M000RP-E | 484 | 0 | 4.159 | 4.014 | Lab-Ovh
M18-010-003 | Sub,Adapter,CPVC for DESIGN-004 | 0 | 0 | 1.447 | 0
SNG-TI19306 | Elec,Silver/Sulfide,SJ,12x110mm,Epoxy,#AGS1503-DL | 0 | 0 | 7.142 | 1.223
BF41505-005B | Elec,Fluoroborate,DJ,12mmx110mm,Sealed,Epoxy Body | 0 | 440.8 | 2.762 | 0.999
V-A110B-10BT | Elec,pH,XVF,DJ,3/4"MPTRyton,PT100,Ceramic tuff tip,Sol. | 1 | 483.43 | 48.268 | 48.268 | Lab-Ovh
I-10W0-120-32S7 | Elec,pH,X-VD,DJ,SPR,12x120mm,Wick,Glass,Sealed | 0 | 0 | 12.909 | 8.013
I-10W0-120-10B | Elec,pH,X-VD,DJ,SPR,12x120mm,Wick,Glass,Sealed | 1 | 0 | 31.239 | 6.061
955ND-320-VD | Sub,pH,SJ,VD,12x320mm Length,Ceramic Wick .04,Thick Wall | 0 | 0 | 0.25 | 0
AREF25N-280 | Sub,Mono,Reference | 49 | 0 | 0.007 | 0.006
2705AUNV | Sub,Combo,pH,DJ,Silver,10x85mmLength,14/15GJ,Refill | 2 | 0 | 16.694 | 16.694
M08-004-002 | Sub,Tool,Delrin,19mm For Oxygen | 53 | 0 | 0.86 | 0.406 | Lab-Ovh
ATT7KM-120 | Sub,Test Tube W/ Plat. Disk | 0 | 0 | 7.561 | 3.462
22072205 | Raw,O-Ring,EPDM 2-205, Black 70 Duro | 0 | 0 | 0.16 | 0.16
M07-001-007 | Sub,Tube,Black Kynar,For MK7S 34"L.&1"MPT Fitting,1607201 | 0 | 0 | 47.217 | 26.4
7791AA1-VD | Sub,pH,DJ,VD,12x090mm Length | 118 | 0 | 0.055 | 0.038 | Lab-Ovh
M07-010-012 | Sub,Tube,CPVC,Tube Spacer,1807800-28 | 5 | 0 | 4.127 | 3.225
5330-51-2 | Internal, PH, GX-2, 051mm,Length | 24 | 0 | 0 | 0
C29-003-IU | Sub,Cable,IU,C29,3 Feet | 0 | 0 | 9.77 | 0
4006196501 | Elec,pH,XVSD,DJ,3/4"NPT,PT1000,Ryton,TSO,See Drawing | 0 | 0 | 9.024 | 0
4006196504 | Elec,Plat,DJ,3/4"NPT,PT1000,Ryton,TSO,See Drawing | 0 | 0 | 4.57 | 0
ECI-049 | Elec,pH,XVTD,DJ,SSFlowThru,W/SolGrd,#ECI-045 W/ThickDome | 0 | 0 | 11.036 | 0
M07-018-004 | Sub,Tube,HAST-C,MK7S,Tube & 3/4" MPT Fitting,28",(00047414) | 3 | 0 | 460.34 | 460.434
M07-010-013 | Sub,Tube,CPVC,Tube Spacer,1807800-22 | 3 | 0 | 3.25 | 2.54
V-510B-30H | Elec,pH,XVD,DJ,1"MNPT Kynar,Annular Junct,100 ohm,PT SolG | 0 | 0 | 83.766 | 35.784
I-19W0-S8-310 | Elec,Plat,DJ,SPR,12x310mm,Dual wick,Tfe Washer & O-R,S8 | 0 | 0 | 9.942 | 6.416
M07-003-046 | Sub,Tube,316 SS,For MK7Z,3000712Z-18 | 4 | 0 | 55.417 | 55.417 | Lab-Ovh
I-100B-VPI-225 | Elec,pH,XVD,DJ,12X225,PT100,VP w/Ingold Wiring,GlassBody | 0 | 0 | 38.079 | 22.376
I-100B-VPI-120 | Elec,pH,XVD,DJ,12X120,PT100,VP w/Ingold Wiring,GlassBody | 0 | 0 | 48.809 | 15.944
AUTO-001 | Elec,pH,XVD,DJ,SPR,12x120mm,Wick,Glass,#I-10W0-32S7-120 | 0 | 0 | 7.965 | 0
AUTO-002 | Elec,pH,XVD,DJ,SPR,12x120mm,Wick,Glass,#I-10W0-10S7-120 | 0 | 0 | 6.314 | 0.745
AUTO-003 | Elec,Plat,DJ,12x120mm,Washer and Teflon,#I-1900-10B-120 | 1 | 119.88 | 44.067 | 11.575 | PROX Lab
AUTO-004 | Elec,pH,XVD,DJ,SPR,12x120mm,Wick,Glass,#I-10W0-10B-120 | 5 | 92.23 | 30.069 | 1.584 | PROX Lab
ECD-005 | Elec,Sodium,DJ,12mmX110mm,Epoxy body,PPB Range,#NAB1505-S8 | 4 | 413.31 | 29.112 | 25.902 | PROX Lab
M07-005-003 | Sub,Tube,PEEK,Tube Spacer,12" Length,1P07800-12 | 155 | 0 | 73.12 | 73.12
CONDF3B3EMA-080 | Sub,Conductivity,K=1.0,3PlatBand,6x080mm Length | 2 | 0 | 35.708 | 23.949
M09-002-051 | Sub,Insert,Ryton,Tef Insert,TuffTip,23mmIns,202"TP561T-S | 294 | 0 | 5.1 | 3.032
19B6644-10H | Elec,Plat,T/L,DJ,100 ohm TC,SPR | 0 | 0 | 24.044 | 7.2
P8361-20B | Elec,pH,XVF,Tuff Tip,Ceramic,3/4"MNPT Ryton,#V-AV100-20B | 2 | 55.13 | 29.569 | 29.443 | Lab-Ovh
C2-003-UK | Sub,Cable,UK,C2,3 Feet,See Note | 0 | 0 | 4.124 | 0
M01-035-002 | Sub,Housing,Epoxy Tube Clear,2 Holes,K=1.0,13-620-165 | 27 | 0 | 3.275 | 1.213 | Lab-Ovh
TS351.010003PT | Elec,Cond,K=1.0,316SS/TFE,TC 1K ohm,T/L | 0 | 0 | 4.366 | 2.999
22080125-E | Raw,Silicone Cord,Closed Cell Foam, Black 0.125"Dia | 319.5 | 0 | 1.36 | 1.36
ECI-050 | Elec,pH,DJ,Antimony,12X110mm,Epoxy,Sealed,#5737889-003B | 0 | 0 | 24.333 | 9.84
M03-044-001 | Sub,Connector,BrassPlated,ModifiedMaleBanana,ForECI-005 | 631 | 0 | 1.834 | 2.005 | Lab-Ovh
M02-020-024 | Sub,Cap,Ultem,4PinMilitary,2Holes(Spinning13.5 PG)ForOxygen | 0 | 0 | 1.102 | 1.094
00120115 | Raw, Flat Bar, SS316, 1/4” Thick x 1-1/4” Width | 0 | 0 | 0 | 0
ELH-138 | Elec,pH,XVD,DJ,12x115mm,Epoxy,PT100,RFV,Guard,#V-700B-10H | 0 | 0 | 7.201 | 2.484
HEFER-015 | Elec,Cond,K=1.0,Graphite,12X110mmPT100,Epoxy,2731301-3110TSP | 0 | 0 | 3.041 | 1.879
V-A210B-40BT | Elec,pH,X5F,DJ,TuffTip,Ceramic,PT100,3/4" Ryton,SolGrnd | 0 | 0 | 38.592 | 10.965 | Lab-Ovh
TS31PT1003BB | Elec,pH,DJ,XV,12x115mm,Epoxy,PT100,RFV,Guard,Sealed | 0 | 0 | 12.952 | 6.844
M06-003-014 | Sub,Fitting,SS316,1/2"MPT,12mmx2mm Viton,For 12.5mm complete | 29 | 0 | 19.725 | 19.5 | Lab-Ovh
COLE-382 | Acce,Adapter,Female R (type F) to BNC,#8001086-B | 0 | 53.2 | 19.104 | 16.465
22092016 | Raw,O-Ring,Buna 70, 2-016 | 0 | 0 | 0.02 | 0.02
M01-010-063 | Sub,Housing,CPVC,1" OD 32" Length,3/4"MPT Thread For WJF-010 | 1 | 0 | 12.387 | 6.353 | Lab-Ovh
M19-003-015 | Sub,Sheath,SS 316,16" Length,3500721-16 | 9 | 0 | 27.583 | 31.953 | Lab-Ovh
M09-004-006 | Sub,Insert,Delrin W/ Small Hole For Retractable Pin PB21522 | 0 | 0 | 0.01 | 0
M01-032-030 | Sub,Housing,Epoxy Tube Black W/ Refill Hole,For PB21522 | 0 | 0 | 1.627 | 0.6372
V-300B-30H | Elec,pH,MKIA,X-VD,DJ,SPR,PT100,CPVC/Viton,Rem Grd | 1 | 367.53 | 71.508 | 30.981 | PROX Lab
TS11PT10025PT | Elec,pH,XVD,DJ,TC 100 ohm,3/4"MPT Kynar w/Grd,SPR | 0 | 0 | 9.41 | 2.494
PAS005-PV15 | Acce,Adapter,Wiring SN6 to Stripped&Tinned, 15', See Drawing | 0 | 112.24 | 52.053 | 52.053 | Lab-Ovh
V-BV100-20H | Elec,pH,XV,DJ,3/4"MPT CPVC,Ceramic Tuff Tip,SPR | 0 | 0 | 18.941 | 0
00070103-077 | Sub,Cut,Barium, 10.3mm (.405") x 077mm (3.031") Length | 0 | 0 | 0.013 | 0
44005522 | Label,Avery 1-1/3"x 4",White Weather Proof,14 per sheet 5522 | 3694 | 0 | 0.07237 | 0.06236
77283003 | Terminal Strips, 3 pos. Double Row Block | 106 | 0 | 0.9 | 0.9
19B6644-25H | Elec,Plat,T/L,DJ,100 ohm TC,SPR | 0 | 0 | 24.604 | 7.538
C19B114-30H-83 | Elec,Cond,0.01 Const,316SS/TFE,TC 100 ohm,T/L,83mm out of hs | 1 | 475.39 | 38.604 | 38.604 | PROX Lab
TS11PT1000SG25P | Elec,pH,XVD,DJ,PT1K,3/4"MPT Kynar w/Grd,SPR,SolGrnd | 0 | 534 | 71.277 | 71.277 | Lab-Ovh
PRO-024 | Elec,Silver,SJ,12x110mm,Sealed,Glass,#RP48110-3B | 0 | 0 | 26.036 | 7.662
V-A120B-30H | Elec,pH,DJ,XVF,3/4"NPTRyton,Teflon Tuff Tip,PT SolGrnd,PT100 | 1 | 469.92 | 76.359 | 67.61 | PROX Lab
PRO-025 | Elec,Reference,DJ,8mmx120mm,Glass,#RF80R70-3U-120 | 0 | 0 | 1.555 | 0.735
E602-228 | Elec,Potassium,SJ,12x110mm,Spring Loaded,Epoxy,#K001503-003B | 2 | 0 | 15.608 | 0
E602-230 | Elec,Chloride,SJ,12x110mm,Spring Loaded,Epoxy,#CL01503-003B | 0 | 0 | 0 | 0
CYCLOPS-224 | Acce,Adapter,Wiring SN6 to S7,3mm Coax,75' Length,#2010662-7 | 0 | 0 | 62.982 | 0
V-410B-25H | Elec,pH,XVD,DJ,TC 100 ohm,3/4"MPTKynarW/Grd,SolGrnd,SPR | 0 | 0 | 38.366 | 15.553
I001505-010B | Elec,Iodide,DJ,12X110mm,Sealed,Epoxy Body | 0 | 0 | 6.925 | 2.963
M4-Z12821100 | Assembly,LiveTap,316SS/Viton,28"TubeLength,NoBV,w/HandTightF | 0 | 1311.33 | 229.644 | 0
00070635-003 | Sub,Cut, Barium, 6.35mm (.250") x 003mm (0.118") Length | 0 | 0 | 0 | 0
EB6N-217 | Sub,Epoxy,Blue,6mmODx.400"IDx217mm Length, No Guard | 0 | 0 | 8.958 | 0
310230NN | Sub,Ag Wire,.01" Diameter,230mm Length,No Dip | 0 | 0 | 0.263 | 0.148
310025NN | Sub,Ag Wire,.01" Diameter,025mm Length,No Dip | 0 | 0 | 0.203 | 0
310057ND | Sub,Ag Wire,.01" Diameter,057mm Length,AgCl Dip | 0 | 0 | 0.203 | 0
M01-004-021 | Sub,Housing,Black Delrin W/ O-Ring,36 TPI For CELLBIO-002 | 18 | 0 | 0.127 | 0.116
M02-004-050 | Sub,Cap,Black Delrin,Diamond Knurl For Cellbio-002 | 0 | 0 | 0.153 | 0.137
M02-004-051 | Sub,Cap,Black Delrin,W/ Taper For O.I.Analytical,476346 | 0 | 0 | 0.123 | 0.097
TS35PT10010BFM | Elec,pH,XVD,DJ,T/L,TC PT100,SPR,95mmInsertion | 3 | 420.34 | 37.634 | 35.615 | PROX Lab
ECI-051 | Elec,Reference,DJ,8x110mm,Clear Vinyl Cap,See Dwg | 1 | 82.06 | 11.377 | 3.184
M19-003-016 | Sub,Sheath,SS 316,30" Length Standard,1-1/4"OD For M4 | 0 | 0 | 89.759 | 0
AREF25N-245 | Sub,Mono,Reference | 67 | 0 | 0.011 | 0.01
M07-001-008 | Sub,Tube,Black Kynar,27.250" Length For M4 | 0 | 0 | 50.3 | 0
M16-003-002 | Sub,Ferrule,SS 316,Rear For 1-1/2" MPT Q-fitting,1-1/4" Tube | 52 | 0 | 0 | 0.473
77001500 | Raw,Resistor, 150k Ohm +/-1% | 0 | 0 | 0 | 0
BS805YW-20 | Assy-Cable Assembly, 20ft. | 0 | 0 | 76.45 | 0
871EC-RE0 | Elec,CT,Largw Bore PEEK,100K,20FT Cable,LUGS | 1 | 417.38 | 344.399 | 344.399 | Lab-Ovh
875PH-C3D-A | PH/ORP/ISE ANALYZER,240VAC,SURFACE,IEC,STORM DOOR | 0 | 452.59 | 150.294 | 0 | Lab-Ovh
871EC-UT0-3 | Elec,CT,Largw Bore PEEK,PT100,Cable PER S.O | 0 | 646.32 | 592.351 | 0 | Lab-Ovh
BS810FB | Acce,Kit,316SS,Retrofit for 871pH | 0 | 116.81 | 42.773 | 33.373 | Lab-Ovh
871EC-SP7-34 | Elec,CT,SM Bore PEEK,100K,TRI-CLAMP,No LUG,CableSO | 0 | 490.59 | 319.865 | 0 | Lab-Ovh
KEY-003 | Elec,pH,XVD,Ceramic,3/4"MNPT Ryton,Short Hex,#V-AV500-50B | 0 | 208.79 | 11.984 | 5.741
KEY-004 | Elec,Plat,Ceramic,3/4"MNPT Ryton,Short Hex,#V-A9500-50B | 2 | 250.65 | 61.526 | 18.548 | PROX Lab
PH10-1N2A-3AA | Elec,Dolphin,PH,DOME BULB,PT1K,30FT CABLE,PIN LUGS,ATEX | 0 | 311.87 | 167.403 | 106.857 | Lab-Ovh
876CR-TWCN-7 | CT&RESISTIVITY INTELLIGENT TRANSMITTER | 0 | 246.6 | 101.788 | 0 | Lab-Ovh
871CR-A1T4A1A1 | CT R-SENSOR,0.1,CPVC,TI,4"INSERT,3/4"NPT CPVC BUSH,PT1K,20F6 | 0 | 707.76 | 564.433 | 0 | Lab-Ovh
871CC-A2-3 | ELEC,CONTACTING CT,THREADED BUSHING 3/4NPT,K=0.1,TI,CABLE PE | 0 | 0 | 227.835 | 0 | Lab-Ovh
C32-004-BF | Sub,Cable,BF,C32,4 Feet,See Note | 0 | 0 | 2.011 | 0
957ND-285-VD | Sub,pH,SJ,VD,12x285mm Length,2ceramic Wick .04,Thick Wall | 3 | 0 | 0.203 | 0.182
00070477 | Raw,Glass Tube,Barium PH360, 4.77mm OD X 0.71mm Wall for Hon | 9.496 | 0 | 1.02 | 1.02
WJF-197 | Elec,Nitrate,12x110mm,Epoxy Body,Refillable,#N031508-003B | 0 | 0 | 15.011 | 0
BS805YW-10 | Assy-Cable Assembly,10ft. | 0 | 0 | 41.707 | 39.949
BS811MN-30 | CABLE ASSY,30FT | 0 | 0 | 48.506 | 48.685
BS805YW-12M | Assy-Cable Assembly, 12M | 0 | 0 | 149.544 | 143.867
BS805YW-50 | Assy-Cable Assembly, 50ft. | 1 | 0 | 180.679 | 180.679
PH10-4N1A-3 | Elec,Dolphin,PH,ANTIMONY,PT100,30FT CABLE,PIN LUGS | 0 | 291.08 | 153.793 | 0 | Lab-Ovh
00190178 | Raw,Barstock SS316,1-7/8"Diameter | 58.584 | 0 | 56 | 56
PH10-4N1A-2 | Elec,Dolphin,PH,ANTIMONY,PT100,20FT CABLE,PIN LUGSElec,Dolph | 0 | 275.29 | 136.821 | 156.784 | Lab-Ovh
871CC-A2-6 | ELEC,CONTACTING CT, THREADED BUSHING 3/4NPT,K=0.2,TI,INTEGRA | 0 | 540.75 | 279.163 | 266.654 | Lab-Ovh
871CC-K2-3 | CONTACTING CT,THREADED BUSHING 3/4NPT,PT100,K=0.1,TI,CALBESO | 0 | 472.92 | 266.655 | 0 | Lab-Ovh
871CC-E2 | ELEC,CONTACTING CT,TWIST LOCK,K=0.1,TI | 0 | 476.5 | 276.46 | 286.252 | Lab-Ovh
BS810JU | Dolphin Insertion Assy | 0 | 1545.41 | 1303.774 | 1286.832 | Lab-Ovh
873CC-BTWFGZ | CONTACTING CT ANALYZER,220VAC,0-10VDC,METAL PANEL MOUNT,FM | 0 | 276.75 | 108.438 | 108.438 | Lab-Ovh
871FT-4G3D3R | ELEC,FT CT,IND-LOW,2",316SS,PEEK,FL ANSI150,PT1K | 0 | 3667.29 | 3080.224 | 2830.64 | Lab-Ovh
EP485A4G0100URX | Acce,Calibration Plug for 871FT | 0 | 161.32 | 73.077 | 0 | Lab-Ovh
875PH-A1F-A | PH/ORP/ISE ANALYZER,120VAC,PANEL,FM,STORM DOOR | 0 | 450.45 | 138.909 | 139.188 | Lab-Ovh
EP485QBW0250MXX | Acce,Calibration Plug for 871EC | 2 | 220.66 | 104.48 | 109.747 | Lab-Ovh
PH10-3N2A-FN | Elec,Dolphin,PH,FT BULB,PT1K,10FT CABLE,PIN LUGS,FM | 0 | 280.56 | 133.198 | 115.576 | Lab-Ovh
875EC-J2F-A | ELECTRODELESS CT ANALYZER,100VAC,PIPE,FM,STORM DOOR | 0 | 503.93 | 166.2 | 0 | Lab-Ovh
871EC-LB0 | Elec,CT,LG Bore PEEK,100K,20FT Cable,LUGS | 0 | 417.38 | 357.995 | 357.995 | Lab-Ovh
871CC-L2-4 | CONTACTING CT,SANITARY,K=0.1,TI,LUGLESS T | 0 | 640.97 | 391.111 | 391.111 | Lab-Ovh
EP125A | 1.5" Tri-clamp Fitting in place of STD 2" Fitting | 0 | 166.97 | 47.23 | 170.5 | Lab-Ovh
873RS-JIYFGZ | RESISTIVITY ANALYZER,100VAC,4-20MA,METAL PIPE MOUNT,FMRESISM | 0 | 259.85 | 90.256 | 667.154 | Lab-Ovh
876PH-SXFA-7 | PH/ORP/ISE INTELLIGENT TRANSMITTER | 0 | 263.12 | 112.225 | 0 | Lab-Ovh
871CC-A6-4 | Elec,CT,Contacting,Threaded Bushing,3/4NPT,K=0.1,MONEL,LUGLE | 8 | 344.22 | 179.815 | 118.47 | Lab-Ovh
PH12-2P41Q-ZZ | Elec,pH,12MM,HT Dome,PEEK,425MM,PT100,VP,No Agency Cert | 0 | 504.59 | 606.36 | 0 | Lab-Ovh
871EC-HP0-V | Elec,CT,SM Bore PEEK,PT100,20FT Cable,LUGS,VT | 1 | 518.96 | 343.933 | 343.933 | Lab-Ovh
871EC-UT0-V | Elec,CT,LG Bore PEEK,100K,20FT Cable,LUGS,VT | 0 | 651.4 | 575.889 | 486.939 | Lab-Ovh
PH12-1P12S-AA | Elec,pH,12MM,Dome Bulb,PEEK,120MM,PT1K,SM Conn,ATEX | 1 | 752.66 | 633.477 | 496.03 | Lab-Ovh
BVA-PHD1V08-C | BALL VALVE,PH12,1-1/4",316SS,VT,0-8"L,1-1/2"ANSI150#FLANGE | 0 | 2047.49 | 1599.613 | 1470.708 | Lab-Ovh
EP271BA | Acce,Kit,316SS Mounting | 4 | 134.53 | 7.113 | 7.205 | Lab-Ovh
871PH-1A3A | Elec,pH,Ryton,Dome Bulb,w/PCB,316ss,Ceramic jct,Ryton,20ft,p | 0 | 517.53 | 264.7 | 269.023 | Lab-Ovh
BS811MR | REMOTE PREAMP | 0 | 970.64 | 329.877 | 291.807 | Lab-Ovh
876PH-TYCN-7 | PH/ORP/ISE INTELLIGENT TRANSMITTER | 0 | 247.41 | 92.732 | 88.61 | Lab-Ovh
TZ8156 | Acce,Adapter,T/L Kynar 1" MPT for twist-lock electrodes | 0 | 0 | 16.978 | 0
TS35PT1000SG10P | Elec,pH/ORP,XVF,DJ,T/L,Plat,PT1K,165mm,Ceramic,TUF Tip | 0 | 483.89 | 71.688 | 62.602 | PROX Lab
15807891 | Solu,Reference Fill,0.1M(NH4)2SO4,125mL Bottle,#R001044 | 0 | 0 | 1.482 | 0
AMETEK-001 | Elec,pH,GX5KT,Half Cell,8x140mm,PT100, See Drawing | 0 | 0 | 3.523 | 0
AMETEK-002 | Elec,pH,GX5D,Half Cell,8x140mm,PT100, See Drawing | 0 | 0 | 2.348 | 0
AMETEK-003 | Elec,pH,GX5KT,Half Cell,8x140mm,PT100, See Drawing | 0 | 0 | 2.614 | 0
M01-010-065 | Sub,Housing,CPVC,1/2" FNPT,W/ Removable Guard For MK1A 48" | 258 | 0 | 18.878 | 18.528 | Lab-Ovh
PHMV471-4V-125 | Elec,pH,XVD,DJ,Double refill,Ground Joint,10mm tip | 0 | 0 | 2.151 | 1.169
PRO-026 | Elec,Plat,DJ,Glass,12mmx150mm,#RP45270-S8-150 | 0 | 0 | 19.224 | 1.628
M01-001-139 | Sub,Housing,Kynar,Ceramic Junction,.325,Guard,TP571M-3 | 0 | 0 | 10.476 | 0
PRO-027 | Elec,Ref,6x50mm,Glass body,#RF60310-3U-50 | 0 | 0 | 3.991 | 2.019
C29-003-WG | Sub,Cable,WG,C29,3 Feet,See Note | 204 | 0 | 3.904 | 3.243
C32-003-BM | Sub,Cable,BM,C32,3 Feet,See Note | 0 | 0 | 1.727 | 1.025
C2-003-HB | Sub,Cable,HB,C2,3 Feet,Spade lug:77282226,Cable:99030517 | 0 | 0 | 6.657 | 0
C29-003-DI | Sub,Cable,DI,C29,3 Feet | 0 | 0 | 0 | 0
C17-003-IT | Sub,Cable,IT,C17,3 Feet | 0 | 0 | 0 | 0
PRO-028 | Elec,pH,XVD,DJ,8mmx130mm,Refill,Glass,AC,#PH8VR70-10B-130 | 0 | 0 | 6.933 | 2.845
C29-003-UA | Sub,Cable,UA,C29,3 Feet,4mm Banana:77020781,Cable:99030020 | 0 | 0 | 3.351 | 2.23
YVL75A0193 | Elec,WaterHardness,SJ,12x110,Spring,Epoxy,#WHA1503-010T | 0 | 0 | 3.186 | 1.782
2005150-VD | Sub,pH,DJ,VD,79mm Length | 0 | 0 | 7.637 | 0.011 | Lab-Ovh
TOPAC-042 | Elec,pH,DJM,110mm,Spear Tip,Ultem Body,#5673511CS-010B | 0 | 95.34 | 29.005 | 6.432
TOPAC-043 | Elec,pH,DJM,110mm,Spear Tip,Ultem Body,#5673511CS-007B | 0 | 0 | 24.687 | 3.108
E210000000 | Elec,Plat,DJ,3/4"NPT,TefTuf,23mmIns,PT1000,#P7219V10STVPK23 | 0 | 0 | 74.561 | 0
AREF55N-140 | Sub,Mono,Reference,140mm Length | 42 | 0 | 0.23 | 0.188
TS46KY4J3X12BP | Elec,pH,See Notes | 16 | 481.83 | 200 | 200
7793A1A1-VD | Sub,pH,DJ,VD,12x120mm Length,Short Junction,.202 Int. | 53 | 0 | 0.072 | 0.035
C29-X42-WG | Sub,Cable,WG,C29,42 Inches,See Note | 0 | 0 | 2.108 | 1.329
6317ATV-140-VD | Sub,pH,DJ,2,8x140mm Length,Refill | 0 | 0 | 0.102 | 0.084
7592ADN | Sub,PlatBand,SJ,12x090mm Length | 0 | 0 | 15.667 | 6.539
SI1L1V1I-042 | Sub,Stem,ORP,042mm Length | 0 | 0 | 3.322 | 1.533
C2-001-WI | Sub,Cable,WI,C2,1 Inches, See Note | 7 | 0 | 4.766 | 1.963
M01-001-140 | Sub,Housing,Black Kynar,18mm For T.C.(86A0110) | 0 | 0 | 3.059 | 2.5412
SI1O1V1I-100 | Sub,Stem,pH,DJ,100mm Length, .020" Plat w/ball 11250020 | 6 | 0 | 2.887 | 3.303
95DBNN-235-VD | Sub,SJ,ThickWall,VD,PlatBand11252507,12mmx235mmLength | 0 | 0 | 15.021 | 6.003
7594AT-080-5D | Sub,pH,SJ,5D,12x080mm Length | 0 | 0 | 0.051 | 0.083
M02-002-009 | Sub,Cap,Ryton,W/ 2 Holes For T.C. Screw | 0 | 0 | 0.944 | 0
574V700S-S7 | Elec,pH,XVD,DJ,Custom Delrin for Farmacia | 0 | 0 | 1.553 | 0
7593AT8V-170-1 | Sub,pH,SJ,1,12x170mm Length, Refill | 0 | 0 | 0.094 | 0.035
95DBDN-335 | Sub,SJ,Bend,ThickWall,PlatBand11252507,12mmx235mmLength | 0 | 0 | 15.371 | 6.269
M02-004-052 | Sub,Cap,Black Delrin,ISE 1503 Hole On Side 0.140" For Cable | 13 | 0 | 0.179 | 0.161
M02-004-053 | Sub,Cap,Black Delrin,ISE 1503 Cover For Cable | 25 | 0 | 0.076 | 0.077 | Lab-Ovh
7594DANN-235-VD | Sub,pH,VD,SJ,12x235mm Length,PLat.11252507, Thick Wall | 0 | 0 | 16.422 | 4.485
M09-018-001 | Sub,Insert,Hast-C For MK7Z,3000712Z | 15 | 0 | 216.41 | 216.41
M01-011-037 | Sub,Housing,PVC for BCE-152 pH Micro EL. Mono ( B&C ) | 0 | 0 | 0.847 | 0
M01-011-038 | Sub,Housing,PVC for BCE-154 Micro ISE ( B&C ) | 0 | 0 | 0.847 | 0
AREFA2-152 | Sub,Mono,AgCI,Reference,152mm Length | 19 | 0 | 0.222 | 0.222
6507A5NTV-025-S | Sub,pH,SJ,Spear Tip,8x025mm Length,Refill,1 Foresterite Wick | 0 | 0 | 0.085 | 0.187
SI1L1V2A-125-BF | Sub,Stem,pH,BF,125mm Length | 127 | 0 | 0 | 0
7593AT-110-VD | Sub,pH,SJ,VD,12x110mm Length | 0 | 0 | 0.064 | 0
7317A5NT8A-088 | Sub,pH,SJ,2D,12x088mmLength,1Wick,.165" Int.,Refill | 0 | 0 | 0.049 | 0.027
M09-020-011 | Sub,Insert,Black Ultem,O-Rings,T/L,TuffTip,.235&.202(165mm) | 0 | 0 | 8.301 | 7.933
SI1L1V2D-100 | Sub,Stem,ORP,100mm Length | 0 | 0 | 14.895 | 5.913
SI1L1V1DN-125-2 | Sub,Stem,pH,ORP,Plat Band,X2,125mm Length | 0 | 0 | 0.917 | 0.56
SI1G4L1A-160-BF | Sub,Stem,pH,BF,160mm Length | 0 | 0 | 0.015 | 0.008
7793AT-125-VD | Sub,pH,DJ,VD,12x125mm Length | 0 | 0 | 0.073 | 0.028
7793ATY-140-2 | Sub,pH,DJ,2,12x140mm Length,Double Refill | 0 | 0 | 0.08 | 0.03
AREF15N-085 | Sub,Mono,Reference | 35 | 0 | 0.767 | 0.239
AREF25N-065 | Sub,Mono,Reference,065mm Length | 0 | 0 | 0.006 | 0.019
AREF55N-210 | Sub,Mono,Reference, 210mm Length | 0 | 0 | 0.155 | 0.567
AREF75N-090 | Sub,Mono,Reference | 77 | 0 | 0.011 | 0.022
AREF85N-050 | Sub,Mono,Reference,050mm Length | 40 | 0 | 0.012 | 0.021
AREF85N-078 | Sub,Mono,Reference,Forterite, 078mm Length | 0 | 0 | 0.013 | 0.023
AREF85N-085 | Sub,Mono,Reference, 085mm Length | 116 | 0 | 0.016 | 0.022
AREF105N-065 | Sub,Mono,Reference | 0 | 0 | 0.012 | 0.023
CTT1-070 | Sub,Pyrex,Test Tube,0.070" Glass Size,070mm Length | 510 | 0 | 0.276 | 0.197
00071194-085 | Sub,Cut,Barium, 11.94mm (.470") x 085mm (3.346") Length | 210 | 0 | 0.041 | 0.015
00071194-215 | Sub,CutGlass,Barium,.470"ODx215mm Length | 0 | 0 | 0.535 | 0.184
00070083-075 | Sub,Cut,Barium, .325" x 075mm Length | 0 | 0 | 0.008 | 0.007
00070787-046 | Sub,Cut,Barium, 7.87mm (.310") x 046m (1.811) Length | 0 | 0 | 0.005 | 0
00070787-080 | Sub,Cut Tube, Barium Glass, .310" x 080mm (3.149") Length | 170 | 0 | 0.009 | 0.007
00070787-173 | Sub,Cut Tube, Barium Glass, .310" x 173mm (6.811") Length | 54 | 0 | 0.019 | 0.015
7793ADN1 | Sub,Plat,DJ,12x120mm Length,.202 Int | 0 | 0 | 15.681 | 6.484
7793ADNV-120 | Sub,Plat.,DJ,12x120mm Length,VLC 3.6mm ID .700" distance | 8 | 0 | 25.892 | 23.208 | Lab-Ovh
TOPAC-044 | Elec,pH,X2,DJ,12x110mm,Sealed,#5773792-006B | 0 | 0 | 11.66 | 3.084
M06-003-015 | Sub,Fitting,316SS,1"MPT,Nylon Ferrules,Viton O-Rings,WJF-010 | 13 | 0 | 68.851 | 61.791 | Lab-Ovh
5412ABV-1F | Sub,SJ,MonoReference,1F,3.6mmID, 0.700" distance refill hole | 0 | 0 | 18.458 | 26.722
CONDF4B2FC-120 | Sub,Pyrex,Conductivity,K=0.1,2PlatFoil,6mmx120mm Length | 0 | 0 | 37.814 | 4.374
COND3K2FC-120 | Sub,Conductivity,K=1.0,GlassBody,PlatFoil,6x120mm Length | 0 | 0 | 8.035 | 3.697 | Lab-Ovh
COND6B2D-140 | Sub,Conductivity,K=10.0,2PlatBand,6x140mm Length | 0 | 0 | 22.931 | 0
M05-051-001 | Sub,Cap Plug,PVC-Red,For Acu Trol | 62 | 0 | 0 | 0
M01-001-141 | Sub,Housing,Kynar HolderFor120mmProbe,Titanium Tube,Knick M4 | 1 | 0 | 11.652 | 10.328
A7792DN-200 | Sub,ORP,DJ,PlatBand,AutoClaveAble,200mmALength,DoubleRefill | 0 | 0 | 16.181 | 6.966
S95DN-120 | Sub,ORP,SJ,PlatBand,AutoClaveAble,120mmALength | 0 | 0 | 15.873 | 0
S95DN-140 | Sub,ORP,SJ,PlatBand,AutoClaveAble,140mmALength | 0 | 0 | 0 | 0
V-000B-20BT | Elec,pH,XVD,DJ,SPR,PT100,12x110mm,Ryton Cap | 0 | 0 | 28.372 | 11.95
ISTEK-344 | Elec,Cond,K=1.0,4 Bands,PT100,#5771344-31-10BRCA | 0 | 0 | 83.198 | 8.591
ISTEK-345 | Elec,Cond,K=1.0,12x110mm,Graphite,PT100,#2731312-31-10BRCA | 0 | 0 | 13.995 | 6.518
C18-020-VX | Sub,Cable,VX,C18,20 Feet,See Note | 0 | 0 | 9.77 | 0
M01-027-002 | Sub,Housing,PVC Black,Conductivity,K=0.35,INW-021 | 103 | 0 | 6.582 | 6.704
SI1G4L1I-130 | Sub,Stem,Plat. W/Ball 0.020" 11250020,130mm Length | 0 | 0 | 2.695 | 1.29
7593ADN-160 | Sub,Plat,SJ,12x160mm Length | 0 | 0 | 14.902 | 0
M01-010-066 | Sub,Housing,CPVC W/ 3/8-24 TPI,Teflon Junction,6580HT | 0 | 0 | 0.279 | 0.251
00071194-039 | Sub,Cut,Barium, 11.94mm (.470") x 039mm (1.535") Length | 0 | 0 | 0 | 0
T-027-0207 | Elec,Fluoride,Mono,12mmx110mm,Solid State,#F001501-S7 | 0 | 0 | 0 | 0
SI1G1V1C-090-1 | Sub,Stem,pH,1,.165 x 090mm Length | 0 | 0 | 0.008 | 0.004
SI1G1V1I-090 | Sub,Stem,Plat.,W/Plat. Wire,.165 x 090mm Length | 0 | 9.04 | 2.485 | 1.215
ISTEK-346 | Elec,Carbon Dioxide,12x110mm,Gas Sensing,C021501-034B | 0 | 0 | 55.67 | 26.879
22172228 | Raw,O-ring Viton 75, 2-228, Brown Color | 0 | 0 | 0.62 | 0.62
22172034 | Raw,O-ring Viton 75, 2-034, Brown Color | 0 | 0 | 0.26 | 0.26
A5702-210-BD | Sub,pH,DJ,BD,AutoClaveAble,DoubleRefill,210mm Length | 0 | 0 | 0.09 | 0.047
A7792MNN-120-2D | Sub,pH/ORP,DJ,2D,AutoClaveAble,120mmALength,DoubleRefil,Plat | 0 | 0 | 14.795 | 5.863
CTT12-080 | Sub,Pyrex,Test Tube,12MM X 80MM PYREX TUBE | 19 | 0 | 0.048 | 0.048
CB821-20HS | Assembly, Detachable Kynar for 455,456,457,458 Electrodes | 1 | 0 | 29.438 | 24.326
22175669 | Raw,O-ring,Viton 75, 5-669, Brown Color | 0 | 0 | 1.24 | 1.24
00071194-105-V | Sub,Cut,Barium, 11.94mm (.470") x 105mm (4.134")3.6mmX.700RH | 259 | 0 | 0.053 | 0.018
M36-014-001 | Sub,Disk,Graphite For Conductivity K=1.0 | 0 | 0 | 0.483 | 0.19015
V-50KB-6HIF | Elec,pH,XVD,DJ,TC 100ohm,Klrz O-R,1"MPT Kynar,SPR | 0 | 0 | 62.063 | 1.944
16000121 | MRO,Beaker, Clear Plastic, 250ml | 0 | 0 | 0.385 | 0.385
TSV-300B-25BT | Elec,pH,MKIA,XVD,DJ,SPR,PT100,CPVC/Viton,Rem Grd | 0 | 0 | 61.472 | 17.742
14051290G-B | PNS,Epoxy, Resin EP1290 Gray, 5 Gal. Part B Only | 1 | 0 | 1462.9101 | 1462.9101
310180NB | Sub,Ag Wire,.01" Diameter,180mm Length Anodized & AgCl Dip | 0 | 0 | 0.205 | 0.093
ULTRASCI-001 | Elec,Calcium,Mono,12mmX110mm | 0 | 0 | 12.454 | 5.06
M11-010-015 | Sub,Nipple,CPVC 3/4" MPT,2 Flat Wrench,5" length | 35 | 0 | 1.033 | 0.977
M07-003-047 | Sub,Tube,316 SS,For MK7Z,3000712Z-10 | 0 | 0 | 43.108 | 9.76
00070711-040 | Sub,Cut,Barium, 7.11mm (.280") x 040mm (1.575") Length | 422 | 0 | 0.006 | 0.004
00070711-081 | Sub,Cut,Barium, 7.11mm (.280") x 081mm (3.189") Length | 255 | 0 | 0 | 0
00070711-082 | Sub,Cut,Barium, 7.11mm (.280") x 082mm (3.228") Length | 477 | 0 | 0.013 | 0.007
00070711-085 | Sub,Cut,Barium, 7.11mm (.280") x 085mm (3.346") Length | 1756 | 0 | 0.013 | 0.007
00070711-090 | Sub,Cut,Barium, 7.11mm (.280") x 090mm (3.543") Length | 2050 | 0 | 0.013 | 0.008
00070711-097 | Sub,Cut,Barium, 7.11mm (.280") x 097mm (3.819") Length | 0 | 0 | 0.016 | 0.008
00070711-103 | Sub,Cut,Barium, 7.11mm (.280") x 103mm (4.055") Length | 0 | 0 | 0.017 | 0.009
00070711-112 | Sub,Cut,Barium, 7.11mm (.280") x 112mm (4.409") Length | 715 | 0 | 0.017 | 0.01
00070711-115 | Sub,Cut,Barium, 7.11mm (.280") x 115mm (4.528") Length | 0 | 0 | 0.019 | 0.01
00070711-140 | Sub,Cut,Barium, 7.11mm (.280") x 140mm (5.512") Length | 556 | 0 | 0.017 | 0.01
00070787-025 | Sub,Cut,Barium, 7.87mm (.310") x 025mm (0.984") Length | 0 | 0 | 0.002 | 0.003
00070787-072 | Sub,Cut,Barium, 7.87mm (.310") x 072mm (2.835") Length | 239 | 0 | 0.008 | 0.007
00070508-094 | Sub,Cut,Barium, 5.08mm (.202") x 094mm (3.701") Length | 0 | 0 | 0 | 0
M09-010-055 | Sub,Insert,CPVC,W/ 3 Holes For 1/8" SS Rod,LS23436-HER | 76 | 0 | 0.15 | 0.105
M37-003-001 | Sub,Rod,SS 316,1/8"ODx36.250",Conductivity,LS23436-HER | 0 | 0 | 28.72 | 28.687 | Lab-Ovh
M07-010-014 | Sub,Tube,CPVC,Tube Spacer,4" Length,1807800-04 | 0 | 0 | 0.621 | 0.685
ELECD-080 | Elec,pH,TB551,X-VD,DJ,SPR,3Kohm,Kynar/Viton,#A-2001-10H | 0 | 0 | 35.534 | 0
4001965001 | Elec,pH,DJ,XVF,3/4"NPT,TefTuff,1.75"Ins,PT100,#P822VV12T33HS | 0 | 165.08 | 59.771 | 59.771 | PROX Lab
SI1N4L1DL-111 | Sub,Stem,ORP,111mm Lenght, Honey Well Band 11252509 | 49 | 0 | 16.517 | 16.002 | Lab-Ovh
C18-010-IE | Sub,Cable,IE,C18,10 Feet,See Note | 0 | 0 | 7.365 | 0
00070095-140 | Sub,Cut,Lead, .095" x 140mm (5.500") Length | 0 | 0 | 0.033 | 0
00070165-114 | Sub,Cut,Lead, .165" x 114mm (4.500") Length | 0 | 0 | 0.013 | 0
00070165-140 | Sub,Cut,Lead, .165" x 140mm (5.500") Length | 0 | 0 | 0 | 0
00070165-152 | Sub,Cut,Lead, .165" x 152mm (6.000") Length | 0 | 0 | 0.014 | 0
C1-016-BZ | Sub,Cable,BZ,C1,16 Feet,Male BNC:77020104,Cable:99030028 | 0 | 0 | 11.918 | 11.918 | Lab-Ovh
C2-003-DM | Sub,Cable,DM,C2,3 Feet,8 Pin Din:77000008,Cable:99030517 | 0 | 0 | 5.816 | 0
M26-017-008 | Sub,Junction,Porous Teflon,OD .310"x.300" Length,For 6580HT | 118 | 0 | 1.201 | 1.082
C2-003-IU | Sub,Cable,IU,C2,3 Feet | 0 | 0 | 2.176 | 0
C2-010-WV | Sub,Cable,WV,C2,10 Feet, See Note | 0 | 0 | 7.988 | 0
C2-016-WI | Sub,Cable,WI,C2,16 Feet,See Note | 8 | 0 | 11.173 | 8.61
C4-010-BB | Sub,Cable,BB,C4,10 Feet,Male BNC:77020104,Cable:99026100 | 0 | 0 | 5.044 | 0
M01-027-003 | Sub,Housing,PVC Black,Reference,INW-019 | 18 | 0 | 8.563 | 6.66 | Lab-Ovh
TSV-14DB-10H165 | Elec,pH/ORP,DJ,XVF,plat,PT100,165mmUltemIns,T/L,AnCeramc,TUF | 0 | 0 | 29.192 | 15.265
44000013 | Raw,Box,12"Custom Logo Electrode Box for ProSense | 0 | 0 | 2.75 | 2.75
M02-010-018 | Sub,Cap,CPVC,For F/BNC,C32 cable | 23 | 0 | 0.139 | 0.126
M02-010-019 | Sub,Cap,CPVC,For F/BNC,Drill Hole For 5mm Cable | 0 | 0 | 0.139 | 0
M01-011-039 | Sub,Housing,PVC,Ceramic Junction For ISE (B&C),YVL75A0161 | 0 | 0 | 0.228 | 0.15
M36-016-001 | Sub,Disk,Ceramic For ISE (B&C) YVL75A0161 | 0 | 0 | 0.003 | 0.0105
00070241-114 | Sub,Cut,Barium, 2.41mm (.095") x 114mm (4.488") Length | 0 | 0 | 0.002 | 0
00070368-079 | Sub,Cut,Barium, 3.68mm (.145") x 079mm (3.110") Length | 0 | 0 | 0.002 | 0
00070368-165 | Sub,Cut,Barium, 3.68mm (.145") x 165mm (6.496") Length | 1206 | 0 | 0.007 | 0.006
00070368-203 | Sub,Cut,Barium, 3.68mm (.145") x 203mm (7.992") Length | 0 | 0 | 0.008 | 0
00070368-254 | Sub,Cut,Barium, 3.68mm (.145") x 254mm (10.000") Length | 0 | 0 | 0.01 | 0
00070368-304 | Sub,Cut,Barium, 3.68mm (.145") x 304mm (11.969") Length | 0 | 0 | 0.011 | 0
00070368-406 | Sub,Cut,Barium, 3.68mm (.145") x 406mm (15.984") Length | 0 | 0 | 0.015 | 0
00070419-178 | Sub,Cut,Barium, 4.19mm (.165") x 178mm (7.008") Length | 0 | 0 | 0.016 | 0
00070419-254 | Sub,Cut,Barium, 4.19mm (.165") x 254mm (10.000") Length | 0 | 0 | 0.021 | 0
00070419-406 | Sub,Cut,Barium, 4.19mm (.165") x 406mm (15.984") Length | 0 | 0 | 0.032 | 0
22071415-B-M | Raw,Ground Joint 14/15 Male Barium Glass | 185 | 0 | 15 | 15
2715A5NTV-078VD | Sub,Combo,DJ,VD,1Wick0.04",12x078mm Length,Refill | 9 | 0 | 16.89 | 0
5701A5NAV-1105D | Sub,pH,DJ,ReducedTip,AnnularJunction,5D,6x110mm,1Wick,Refill | 5 | 0 | 0.062 | 0.046
7793A5NA-BD | Sub,pH,DJ,BD,12x120mm Length,1Wick | 9 | 0 | 0.226 | 0.161
44345000 | Raw,Bulb Cap,Sleeve,Black.500"IDx.750"L,Open Ends,ForISE Elc | 1765 | 0 | 0.16 | 0.16
44341150 | Raw,Bulb Cap .500"ID x 1"Long Black Color | 2651 | 0 | 0.065 | 0.065
958ADBNN-130-VD | Sub,OpenJunction,ThickWall,Bend,VD,12mmx130mmLength | 0 | 0 | 15.431 | 6.041
955NDBNN-235-VD | Sub,pH/ORP,SJ,1Wick,VD,12x235mmLength,Thick Wall,Bend,Platb. | 1 | 0 | 29.843 | 19.765 | Lab-Ovh
955ND-235-5D | Sub,pH,SJ,5D,12x235mm Length,Ceramic Wick .04,Thick Wall | 0 | 0 | 0.239 | 0.642
AQUASOL-004 | Elec,Gold,Epoxy,DJ,12mmx110mm,#5738626-003B | 0 | 0 | 4.509 | 2.202
306140NN | Sub,Ag Wire,.006" Diameter,No Dip | 0 | 0 | 0.183 | 0.178
6507A5NTV-280BD | Sub,pH,SJ,BD,8x280mm Length,VLPC 3.6mm ID Refill,1Wick | 49 | 0 | 0.159 | 0
7591AA-085-2 | Sub,pH,SJ,2,12x085mm Length | 0 | 0 | 5.267 | 5.014 | Lab-Ovh
ECI-053 | Elec,pH,DJ,SSFlowThru,W/SolGrd,LpH,See Drawing | 0 | 307.09 | 2.431 | 0
957NDNN-130 | Sub,SJ,ThickWall,0.04"Ceramic2Wick33380040F,PlatB.12mmx130mm | 0 | 0 | 15.574 | 6.339
2731312-64-20HS | Elec,Cond,K=10.0,Plat,12X130mmEpoxy,10K Ther | 0 | 0 | 38.731 | 11.868
2759AA-210-BD | Sub,pH,Annular Junction,BD,10mmx210mm Length | 0 | 0 | 0.039 | 0.035
2759AA-310-VD | Sub,pH,Annular Junction,VD,10mmx310mm Length | 0 | 0 | 0.074 | 0.047
2759AK | Sub,pH,DJ,AnnularJunction,PlatDisk#561002,10x070mm Length | 0 | 0 | 8.469 | 30.845
M18-010-004 | Sub,Adapter,CPVC Extension Pipe 1.5"FNPT x 1"FBSP For B&C | 0 | 0 | 23.576 | 0
4551AT-043-2D | Sub,Stem,12x043mmL,SJ,2D,6mmTip,AnnualJunction,ElmacronStyle | 0 | 0 | 0.021 | 0.009
GALVANIC-010 | Elec,Fluoride,#F001501-X12B,12x110mm,Solid State,Epoxy | 9 | 381.16 | 40.279 | 49.572 | PROX Lab
M26-017-009 | Sub,Junction,Porous Teflon For ELM-005 | 0 | 0 | 3.9146 | 2.13
ELECD-081 | Solu,Buffer pH 4, 475ml, NIST-Traceable,#9210012 | 0 | 0 | 2.162 | 1.867
ELECD-082 | Solu,Buffer pH 7, 475ml,NIST-Traceable,#9210013 | 0 | 0 | 2.162 | 1.63
SI1IV1B-100-V | Sub,Stem,pH,V,100mm Length | 0 | 0 | 0.009 | 0
I-1R00-S8-80 | Elec,Plat,DJ,SPR,12x80mm,TFE Washer&-Ring,S8SpinningCap | 0 | 0 | 0.895 | 0.363
95AB-235-NB | Sub,pH,SJ,NB,12x235mm Length,Ferm,Bend | 0 | 0 | 0.047 | 0.022
95AB-235-5D | Sub,pH,SJ,5D,12x235mm Length,Ferm,Bend | 0 | 0 | 0.047 | 0.022
95AB-235-VD | Sub,pH,SJ,VD,12x235mm Length,Ferm,Bend | 0 | 0 | 0.047 | 0.022
95AB-260-VD | Sub,pH,SJ,Bend,VD,12x260mm Length,Ferm | 0 | 0 | 0.134 | 0.054
95AB-435-2D | Sub,pH,SJ,2D,12x435mm Length,Ferm,Bend | 0 | 0 | 0.226 | 0.088
95A-130-VD | Sub,pH,SJ,VD,12x130mm Length,Ferm | 27 | 0 | 0.078 | 0.048
95A-160-2D | Sub,pH,SJ,2D,12x160mm Length,Ferm | 0 | 0 | 0.093 | 0
95A-160-VD | Sub,pH,SJ,VD,12x160mm Length,Ferm | 0 | 0 | 0.093 | 0.038
95A-190-VD | Sub,pH,SJ,VD,12x190mm Length,Ferm | 0 | 0 | 0.08 | 0.033
95A-195-2D | Sub,pH,SJ,2D,12x195mm Length,Ferm | 0 | 0 | 0.08 | 0
95A-220-VD | Sub,pH,SJ,VD,12x220mm Length,Ferm | 0 | 0 | 0.071 | 0.03
95A-230-NB | Sub,pH,SJ,NoBulb,12x235mm Length,Ferm | 0 | 0 | 0.128 | 0
95A-320-2D | Sub,pH,SJ,2D,12x320mm Length,Ferm | 0 | 0 | 0.134 | 0.002
95A-335-VD | Sub,pH,SJ,VD,12x335mm Length,Ferm | 0 | 0 | 0.19 | 0.072
95A-420-VD | Sub,pH,SJ,VD,12x420mmLength,Ferm | 0 | 0 | 0.142 | 0
00030016 | Raw,Barstock,CPVC 1/16"(.062)Dia | 0 | 0 | 0.95 | 0.95
M17-010-001 | Sub,Pin,CPVC,.055" OD x .450" Length For 6580HT | 0 | 0 | 0.043 | 0.04
I-10WB-VPI-225 | Elec,pH,DJ,XVD,Wick Junction,PT100,12X225mm | 0 | 0 | 36.428 | 22.65
310200NN | Sub,Ag Wire,.01" Diameter 200mm Length,No Dip | 0 | 0 | 0.229 | 0.148
958AAB-235-VD | Sub,OpenJunction,Bend,VD,12mmx235mmLength | 0 | 0 | 0.048 | 0
M01-001-142 | Sub,Housing,Black Kynar With 2 Holes Guards For 3983701 | 8 | 0 | 56.017 | 56.017 | Lab-Ovh
3405001002 | Elec,Chloride,DJ,12x110mm,Refillable,Epoxy,#CL01508-003B | 0 | 0 | 30.904 | 5.767
3405001003 | Elec,Water Hardness,DJ,12x110mm,Refillable,#WHA1508-003B | 0 | 0 | 37.844 | 4.257
3405001009 | Elec,Potassium,12x110mm,Refillable,Epoxy,#K001508-003B | 0 | 0 | 31.604 | 13.823
3405001001 | Elec,pH,XV,DJ,12x115mm,Frit,Guard,Medium Cap,#V-7000-3B | 7 | 0 | 10.258 | 4.426
M01-020-023 | Sub,Housing,Ultem,C.Jct.235x.202,TuffTip,165mmInsertion | 0 | 0 | 5.833 | 5.469
3405001008 | Elec,Calcium,DJ,12x110mm,Refillable,Epoxy,#CAL1508-003B | 0 | 0 | 24.981 | 15.884
TSV-A120B-25BT | Elec,pH,DJ,XVF,3/4"NPTRyton,Teflon Tuff Tip,PT SolGrnd,PT100 | 0 | 0 | 37.707 | 11.818
22130037-SY | Raw,Foam Sheet,Closed Cell Orange Silicone 0.250"thk | 53510.834 | 0 | 0.21363 | 0.21363
00070508-034 | Sub,Cut,Barium, 5.08mm (.202") x 034mm (1.338") Length | 141 | 0 | 0.003 | 0.002
00070103-064 | Sub,Cut,Barium, 10.3mm (.405") x 064mm (2.519") Length | 255 | 0 | 0.01 | 0.009
00070103-245 | Sub,Cut,Barium, 10.3mm (.405") x 245mm (9.645") Length | 0 | 0 | 0.04 | 0.037
00070006-152 | Sub,Cut,Pyrex, 6mm x 1mm wall(STD),152mm(5.98425")Length | 0 | 0 | 0.055 | 0.052
00070012-113 | Sub,Cut,Pyrex 12mm x 1.2mm wall(half case), 113mm(4.448")L. | 0 | 0 | 0.068 | 0.061
00070012-152 | Sub,Cut,Pyrex, 12mm (.470") x 152mm (5.984") Length | 0 | 0 | 0.091 | 0.082
00070032-104 | Sub,Cut,Barium,3.2mm (.125") x 104mm (4.094") Length | 0 | 0 | 0.004 | 0.004
00070368-007 | Sub,Cut,Barium, 3.68mm (.145") x 007mm (0.275") Length | 0 | 0 | 0 | 0
00070597-056 | Sub,Cut,Barium, 5.97mm (.235") x 056mm (2.204") Length | 163 | 0 | 0.008 | 0.004
00070597-160 | Sub,Cut,Barium, 5.97mm (.235") x 160mm (5.905") Length | 0 | 0 | 0.02 | 0.011
00070787-002 | Sub,Cut,Barium, 7.87mm (.310") x 002mm (0.0787") Length | 0 | 0 | 0.005 | 0.004
00070119-160 | Sub,Cut,Barium, 11.9mm (.469") x 160mm (6.299") Length | 0 | 0 | 0.054 | 0
00070419-010 | Sub,Cut,Barium, 4.19mm (.165") x 010mm (0.393") Length | 0 | 0 | 0 | 0.001
00071194-084-V | Sub,Cut,Barium, 11.94mm (.470") x 086mm (3.346")3.6mmX.700RH | 0 | 0 | 0.041 | 0.014
00071194-108-V | Sub,Cut,Barium, 11.94mm (.470") x 108mm (4.252")3.6mmX.700RH | 391 | 0 | 0.053 | 0.018
00071194-118-V | Sub,Cut,Barium, 11.94mm (.470") x 118mm (4.646")3.6mmX.700RH | 48 | 0 | 0.06 | 0.02
00071194-120-V | Sub,Cut,Barium, 11.94mm (.470") x 120mm (4.724")3.6mmX.700RH | 135 | 0 | 0.06 | 0.02
00071194-132-V | Sub,Cut,Barium, 11.94mm (.470") x 132mm (5.197")3.6mmX.700RH | 277 | 0 | 0.065 | 0.022
00071194-160-V | Sub,CutGlass,Barium,Refill.700,.470"OD x 160mm(6.299")Length | 0 | 0 | 0.08 | 0
00071194-128-V | Sub,Cut,Barium, 11.94mm (.470") x 128mm (5.039")3.6mmX.700RH | 189 | 0 | 0.062 | 0.022
00071194-132-F | Sub,Cut,Barium,11.94mm(.470")x132mm(5.197")2.8mmID,20.5mm D. | 0 | 0 | 0.065 | 0.022
00071194-158-V | Sub,Cut,Barium, 11.94mm (.470") x 158mm (6.220")3.6mmX.700RH | 124 | 0 | 0.078 | 0.027
00070508-118 | Sub,Cut,Barium, 5.08mm (.202") x 118mm (4.646") Length | 0 | 0 | 0.009 | 0
M19-003-017 | Sub,Sheath,SS 316,38" Length,1-1/4"O.D For M4 | 0 | 0 | 113.167 | 101.95
6331AA-090-2 | Sub,pH,SJ,2,090mm Length,Annular Junction | 59 | 0 | 2.308 | 2.308 | Lab-Ovh
M07-001-009 | Sub,Tube,Black Kynar,35.250" Length For M4 | 0 | 0 | 64.311 | 55.9
00070635-099 | Sub,Cut,Barium, 6.35mm (.250") x 099mm (3.897") Length | 0 | 0 | 0.01 | 0
11230200-127 | Raw,Wire,Silver,99.99%,.020"Diameter,AnnealedFinish,127mm L. | 0 | 0 | 0.249 | 0
M01-035-003 | Sub,Housing,Epoxy Tube Clear,2 Holes,K=10,13-620-102 | 67 | 0 | 3.635 | 1.394 | Lab-Ovh
M09-020-013 | Sub,Insert, Black Ultem , Teflon Junction for MK7 Housing | 24 | 0 | 2.962 | 1.173 | Lab-Ovh
M07-003-048 | Sub,Tube,316 SS,For MK7Z,3000712Z-19 | 0 | 0 | 46.86 | 16.361
M07-010-015 | Sub,Tube,CPVC,Tube Spacer,1807800-13 | 0 | 0 | 1.936 | 1.512
M12-004-002 | Sub,Washer,Delrin ,Split For pHree Flow | 52 | 0 | 14.941 | 0.023 | Lab-Ovh
TSV-500B-6BT | Elec,pH,XVD,DJ,1"MNPT Kynar,Guard,Annular Junct.,100 ohm | 4 | 409.62 | 65.624 | 63.255 | Lab-Ovh
ISTEK-347 | Elec,pH,XVF,DJ,3/4"MNPT Ryton,Ceramic,Tuff Tip,#V-AV100-20H | 0 | 0 | 18.686 | 3.712
A573702-100-S7 | Elec,pH,DJ,X2,Autoclavable,6X100mm,Refill | 1 | 342.87 | 5.105 | 1.095
A579861-100-S7 | Elec,Plat,DJ,X2,Autoclavable,6X100mm,Refill | 0 | 0 | 16.368 | 10.248
ITLI-021 | Elec,Sodium,DJ,12x110mm,Spring,Epoxy,VL Logo,#NA71503-003B | 0 | 0 | 12.605 | 6.689
PH7V130-3BPW8 | Elec,pH,SJ,XV,12X115MM,30K ther,Star Meter | 0 | 0 | 13.687 | 7.274
SI1J1V2L-070 | Sub,Stem,DJ,pH,NB,070mm Length | 38 | 0 | 0.006 | 0.006 | Lab-Ovh
3929803SAKM | Sub,pH,ORP | 0 | 0 | 0 | 0
M34-003-007 | Sub,Plug,SS 316,Angle Tip,25mm x 40mm Length | 11 | 0 | 9.109 | 1.064
ELH-139 | Elec,pH,XV,DJ,6mmX155mm,Epoxy,553V701-003B | 2 | 75.26 | 22.035 | 35.416 | Lab-Ovh
V-A1200-16B | Elec,pH,XVF,DJ,3/4"MNPT,RytonGraphite insert,Teflon | 1 | 274.17 | 30.636 | 17.974
9001041-034HS | Acce,Cable,RG174 L/N, SN6 to Hanked | 0 | 0 | 16.748 | 0
I-130B-F4-200 | Elec,pH,XVD,DJ,12x200mm,PT100,Washer and Teflon,SPR,T-pull | 9 | 345.05 | 43.929 | 120.752 | PROX Lab
TSV-300B-25H | Elec,pH,MKIA,X-VD,DJ,SPR,PT100,CPVC/Viton,Rem Grd | 0 | 0 | 62.249 | 18.051
TSV-200B-10H | Elec,pH,MK7,XVD,DJ,SPR,PT100,Ryton/Viton | 0 | 0 | 26.852 | 0 | Lab-Ovh
V-500B-10H-72 | Elec,pH,XVD,DJ,PT100,1"MPT Kynar,Guard,Annular,72mm ins,SPR | 0 | 0 | 2.837 | 1.079
2ISTLICL | Solu,Tuff Gel, Lithium Chloride | 0 | 0 | 0 | 0
00070508-250 | Sub,Cut,Barium, 5.08mm (.202") x 250mm (9.842") Length | 0 | 0 | 0.02 | 0
V-3100-25H | Elec,pH,MKIA,XVD,DJ,SPR,No TC,Kynar/Viton,Rem Grd | 2 | 0 | 105.982 | 42.223
6730NA-090 | Sub,pH,SJ,Sodium,8x090mm Length | 0 | 0 | 0 | 0
TZ8156-SA | Acce,Adapter,T/L Kynar 1" MPT, With Safety Adapter Product | 0 | 244.1 | 61.024 | 47.249
4330AA-051-V | Sub,pH,SJ,V,6x051mm Length | 0 | 0 | 5.222 | 4.987 | Lab-Ovh
M11-003-006 | Sub,Nipple,SS 316 sch. 40,1"MPT,12" length | 0 | 0 | 12.783 | 0
M18-001-004 | Sub,Adapter,Black Kynar,1"MPT For T/L Electrode,1600143 | 8 | 0 | 15.449 | 18.389
M07-003-049 | Sub,Tube,316 SS,For MK7Z,3000712Z-26 | 0 | 0 | 30.005 | 21.14
AWE-062 | Elec,pH,XVD,DJ,TC 100 ohm,T/L,SPR,#V-100B-20H | 0 | 0 | 12.67 | 0
M02-020-025 | Sub,Cap,Black Ultem W/ Viton O-Ring For ISE1522 | 94 | 0 | 0.695 | 0.446
M01-010-067 | Sub,Housing,CPVC,3/4" MPT,W/ Removable Guard For MK1A 48" | 59 | 0 | 22.027 | 22.027 | Lab-Ovh
M01-010-068 | Sub,Housing,CPVC,3/4" MPT x 1/2" FNPT For MK1A 48" | 0 | 0 | 16.821 | 16.821 | Lab-Ovh
TS1906644-3B | Elec,Platinum,DJ,T/L,SPR | 1 | 497.17 | 26.996 | 16.195
A573702-300-DL | Elec,pH,DJ,GXV,Autoclavable,6X300mm,Refill | 0 | 286.49 | 18.299 | 7.186
TSV-400B-25BT | Elec,pH,XVD,DJ,TC 100 ohm,3/4"MPT Kynar w/Grd,SPR | 0 | 143.66 | 48.971 | 92.524 | Lab-Ovh
BP600-34B-B120 | Elec,pH,X-2D,DJ,12x120mm,Washer & Teflon | 0 | 0 | 18.256 | 6.972
M19-003-018 | Sub,Sheaths,SS 316,14" length,1-1/4"OD for Knick M4 | 0 | 0 | 42.162 | 20
7596AQN-090 | Sub,Double Plat,SJ,2,12x090mm Length | 0 | 0 | 38.816 | 20.422 | Lab-Ovh
V-8000-20H | Elec,pH,XVD,DJ,1/2" Housing,SPR | 0 | 0 | 32.726 | 0
M18-011-001 | Sub,Adapter,PVC,1" FNPT. For VLFLOAT-001 | 0 | 0 | 5.218 | 0
2010432-X06 | Acce,Cable,Extension, F/BNC to Din Connector,Low Noise Coax | 0 | 0 | 6.427 | 4.22
2010433 | Acce,Adapter,F/BNC to S8 | 0 | 41.73 | 7.552 | 7.228 | PROX Lab
ELM-158 | Elec,pH,XV,DJ,12x100mm,0.235 Side arm,#PH4V570-SA-10B | 0 | 0 | 6.192 | 0.709
00190302 | Raw,Insert,316SS,3 Slot Guards (same as M09-003-002) | 0 | 0 | 0.296 | 0
ISTEK-349 | Elec,pH,XVD,DJ,3/4"MPTCPVC,Ceramic,GuardTip,SPR,#V-BV700-20H | 0 | 0 | 21.722 | 7.195
ISTEK-350 | Elec,pH,X-VD,DJ,TC PT100,3/4"MPT Kynar w/Grd,SPR,#V-400B-20H | 0 | 0 | 38.724 | 17.808
ISTEK-351 | Elec,pH,X-VF,DJ,3/4"NPT CPVC,PT100,Tuff Tip,V-BV10B-20H | 0 | 0 | 31.787 | 13.549
PH-X40519070 | Holder,MKVII 316SS 7"Insertion Assembly,Full Set,See Note | 0 | 418.98 | 384.277 | 0
95D-420-5D | Sub,pH,SJ,5D,12x420mm Length,Thick Wall | 0 | 0 | 0.205 | 0.182
M06-003-016 | Sub,Fitting (body),316SS,1"MPT,Viton O-Rings for WJF-010 | 0 | 0 | 39.505 | 29.25 | Lab-Ovh
00070119-312 | Sub,Cut,Barium, 11.9mm (.469") x 227mm (12.283") Length | 0 | 0 | 0.104 | 0
PH7V110-32B | Elec,pH,XVD,SJ,12mmX115mm,Sealed Reference,Epoxy Body | 0 | 0 | 6.904 | 2.79
TS2010430-2 | Acce,Adapter,Wiring FBNC to SL low noise coax, 2' length | 0 | 0 | 4.94 | 2.291
72971600 | Acce,Kit (PK/2 EA),Kalrez O-rings/PTFE Washers | 0 | 300.87 | 127.961 | 91.896
SZ3393.278 | Elec,Cond,K=1.0,GraphitePT1K,12mmx110mm,Epox#2731312-32-010T | 57 | 34.1 | 19.025 | 19.025 | Lab-Ovh
95552020 | Raw,O-Ring,Kalrez 2-020,Compound 1050LF | 1 | 48.49 | 43.73 | 43.73
00200009 | Raw,Washer,Teflon, 1.004"OD x 0.864"ID x 0.070"Thick | 65 | 0 | 13.91 | 13.91
M10-003-016 | Sub,Nut,SS 316,Hex,For 1"MPT,Compression Fitting,WJF-010 | 18 | 0 | 15.052 | 9.54 | Lab-Ovh
M01-011-040 | Sub,Housing,PVC,Ceramic Junction, reference (B&C)YVL05A0321 | 0 | 0 | 0.847 | 0
M01-004-023 | Sub,Housing,natural Delrin,For CELLBIO-001 | 77 | 0 | 4.426 | 4.338 | Lab-Ovh
00070508-070 | Sub,Cut,Barium, 5.08mm (.202") x 070mm (2.755") Length | 0 | 0 | 0.006 | 0
PH7VX10-X18B | Elec,pH,XVD,DJ,12x115mm,Annular Junction,Epoxy body | 0 | 0 | 13.334 | 5.685
RF70100-3B | Elec,Reference,Mono,SJ,Epoxy body, Seald,12x110mm | 0 | 0 | 7.932 | 7.442 | PROX Lab
A5702-300-V | Sub,pH,DJ,V,AutoClaveAble,300mmALength,DoubleRefill | 0 | 0 | 0.094 | 0.05
C450420-4SL-112 | Elec,Cond,1.0,316SS/PEEK,3/4"MPT,112 mm INC | 0 | 627.13 | 268 | 268
C35E778-50H | Elec,Cond,K=10.0,316SS/Peek,1000 ohm,3/4"MPT Fix Gland | 0 | 0 | 31.653 | 0
00181212 | Raw,Tee,Copper Nibco Tee,1/2"x 1/2"x 1/2",SEE NOTES | 0 | 0 | 1.16 | 1.16
00181212-P | Sub,Tee,Copper Nibco Tee,1/2"x 1/2"x 1/2",Bright Nickel Coat | 36 | 0 | 3 | 3
M01-001-143 | Sub,Housing,Black Kynar,1" MPT. 4-Guards,72mm Inst.1600003G | 0 | 0 | 13.255 | 11.723
95DB-210-VD | Sub,pH,SJ,VD,12x210mm Length,Ferm,Bend,Thick Wall | 0 | 0 | 0.081 | 0.073
AREF25N-170 | Sub,Mono,Reference | 22 | 0 | 0.005 | 0.004
99033024G | Wire,Hook-Up 24ga Green Color Teflon Coated | 0 | 0 | 0.19 | 0.19
99033024BK | Wire,Hook-UP 24ga Black Color Teflon Coated | 0 | 0 | 0.19 | 0.19
M01-004-024 | Sub,Housing,Black Delrin,For ISE NH31501-80mm | 0 | 0 | 1.451 | 0.784
C2-020-HT | Sub,Cable,HT,C2,20 Feet, See Note | 0 | 0 | 14.316 | 10.971
M03-003-001 | Sub,Connector,316 S.S.,36 TPI.,Viton O-ring for KVL-340 | 71 | 0 | 9.431 | 8.933 | Lab-Ovh
44002007 | PNS,Lable 1"x 2"California Proposition,65 Warning Label | 5000 | 0 | 0.08 | 0.08
00070508-127 | Sub,Glass,Barium,5.08mmODx0.71mm Wall, 127mm Length (5") | 0 | 0 | 0.009 | 0
M01-004-025 | Sub,Housing,Black Delrin,For ISE NH31501-120mm | 44 | 0 | 11.154 | 10.727 | Lab-Ovh
M01-004-026 | Sub,Housing,Complete Black Delrin,Plus for ISE NH31501-120mm | 65 | 0 | 1.955 | 1.955
M02-004-054 | Sub,Cap,Delrin, 28 TPI. thread For NH3, DL SN6 connector | 66 | 0 | 0.24 | 0.216
9001071-034HS | Acce,Cable,Detachable Lead, Coax, Low Noise RG174 Cable | 0 | 77.44 | 18.055 | 9.612
TS19BP6694-10H | Elec,Plat,DJ,PT100 TC,Sol Grnd,SPR,T/L | 0 | 0 | 34.523 | 1.088
M02-004-055 | Sub,Cap,Delrin,For DL Connector,1503 Phree Flow | 339 | 0 | 0.179 | 0.161
M02-004-056 | Sub,Cap,Delrin,For pH Connector,1503 Phree Flow | 0 | 0 | 0.179 | 0
M02-010-020 | Sub,Cap,CPVC W/ 3/4"-16 TPI. for L&N | 0 | 0 | 0 | 0
OXY-001 | Elec,pH,TB551,X-VD,DJ,SPR,3Kohm,Kynar/Simriz,Incld:1600243 | 0 | 0 | 146.556 | 0
PH7T2P0-3B | Elec,pH,XVTF,DJ,12x115mm,Sealed,Epoxy | 0 | 0 | 8.162 | 4.636
A5702AEM-100 | Sub,pH,DJ,SmallPlat,AutoClaveAble,100mmALength,DoubleRefill | 0 | 0 | 11.521 | 4.571
A5702A-100-2 | Sub,pH,DJ,2,AutoClaveAble,100mmALength,DoubleRefill | 6 | 0 | 0.066 | 0.05
A5702A-120-2 | Sub,pH,DJ,2,AutoClaveAble,120mmALength,DoubleRefill | 0 | 0 | 0.063 | 0.031
TS19BP6644-10H | Elec,Plat,DJ,PT100 TC,Sol Grnd,SPR | 0 | 0 | 43.971 | 16.013
M07-010-016 | Sub,Tube,CPVC,1.400" Long,1.050" OD,For A261205P | 242 | 0 | 0.35 | 0.315
PH4T570-3B | Elec,pH,XVTF,DJ,12x110mm,Wick Junction, Glass body, Refill | 0 | 0 | 2.017 | 1.533
C12-003-UQ | Sub,Cable,UQ,C13,3 feet,See Note | 0 | 0 | 3.276 | 2.774
C20-003-IH | Sub,Cable,IH,C20,3 Feet,See Note | 0 | 0 | 5.55 | 5.55
PH6VA10-2B-155 | Elec,pH,GXV,SJ,6x155mm,Epoxy Body,Sealed | 0 | 0 | 7.47 | 0
COLE-386 | Elec,pH,XVD,DJ,T/L,TC 100 ohm,SPR,#V-100B-F | 0 | 0 | 20.235 | 11.19
A7792A-250-2D | Sub,pH,DJ,2D,AutoClaveAble,250mm"A"Length,DoubleRefill | 2 | 0 | 0.303 | 0.303
7793A5NTY-140 | Sub,pH,DJ,12x140mm Length,1Wick,Double Refill | 13 | 0 | 8.59 | 8.144 | Lab-Ovh
M01-027-004 | Sub,Housing,PVC Black,ISE,INW-016 | 13 | 0 | 6.582 | 4.584
PH7E110-3B | Elec,pH,GX5,SJ,12X115mm,Sealed Reference, Epoxy Body | 0 | 0 | 7.057 | 2.696
7793AQM | Sub,Double Platinum,DJ,12x120mm Length | 0 | 0 | 29.65 | 0.105
PR45R70SA-S7-12 | Elec,Plat,DJ,Side Arm Refill,120mm From The Arm,Glass | 0 | 0 | 30.839 | 6.839
00770755 | Acce,NEMA 4X,Ventilation Kit | 8 | 0 | 25 | 25
M06-003-017 | Sub,Fitting,316SS,1/2"MPT,Long Hex cap,Viton,For 12.5mm body | 33 | 0 | 28.29 | 27.975 | Lab-Ovh
A-5171-10H-100 | Elec,pH,XVF,PasveValve,TuffTipPTFE,Flange,3K,100mmInsrt,SolG | 0 | 0 | 52.702 | 29.385
V-AV10B-10H | Elec,pH,DJ,XVF,3/4"MPT Ryton,PT100,Ceramic Tuff tip | 0 | 280.11 | 42.036 | 16.518 | PROX Lab
M02-020-026 | Sub,Cap,Black Ultem With 36 TPI.,15 degree taper for PB21522 | 410 | 0 | 0.495 | 0.446 | Lab-Ovh
9201013 | Solu,Reference Fill,125ml Bottle,KCl,4M Liquid | 0 | 0 | 1.482 | 0
7593AQN | Sub,2PlatBand,SJ,12x120mm Length | 2 | 0 | 35.224 | 35.224 | Lab-Ovh
M4-Z14221100 | Assembly,LiveTap,316SS/Viton,42"TubeLength,w/HandTightFit | 0 | 0 | 309.848 | 218.089
00070597-204 | Sub,Cut,Barium,5.97mm(.235") x 200mm(8.0315) Length | 0 | 0 | 0.026 | 0
00070241-208 | Sub,Cut,Barium, 2.41mm (.095") x 208mm (8.188") Length | 0 | 0 | 0.005 | 0
00070419-200 | Sub,Cut,Barium, 4.19mm (.165") x 200mm (7.874") Length | 0 | 0 | 0.003 | 0
M14-001-006 | Sub,Guard,Natural Kynar,4 Holes,for Thermo Fisher BG000288 | 0 | 0 | 0.609 | 0.609
00110626-B | Raw,Barstock, Kynar Black, .625" (5/8") | 48 | 0 | 11.46 | 11.46
M28-010-006 | Sub,Extension,CPVC,1/2"FPT,Both End,48"Length | 30 | 0 | 9.552 | 10
7594AA-110-VD | Sub,pH,SJ,VD,12x110mm Length | 86 | 0 | 0 | 0
SI1J1V1KM-090 | Sub,Stem,ORP,PlatDisk,090mm Length | 0 | 0 | 1.941 | 0
SA95ADN-120 | Sub,ORP,DJ,PlatBand11252507,AutoClaveAble,120mmALength | 1 | 0 | 15.122 | 5.993
00071524-089 | Sub,Cut,Barium.600"(15.24mm)x089mm(3.5")Length 1.143mmWall | 0 | 0 | 0.037 | 0
FLXA202 | Meter,Transmitter Yokogawa pH Analyzer | 0 | 0 | 2046 | 2046
93X560501 | Elec,Chloride,DJ,12x110mm,Refill,Glass,#13-620-526 | 0 | 0 | 24.433 | 0
2010517S-60 | Acce,Adapter,Wiring,HankedtoHanked,4 Cond w/drain,S=ZV Cable | 0 | 244.38 | 25.379 | 0
TOPAC-045 | Elec,Temp Comp,6x110mm,PT1000,Epoxy,#5531001-020UV10 | 0 | 0 | 0.619 | 0.394
TOPAC-046 | Elec,pH,DJM,110mm,Spear Tip,Ultem Body,#5673511CS-020B | 0 | 0 | 32.932 | 6.521
99001077EB-160 | Acce,Cable,TPR Cable,AmplifierBuilt In with BNC & MoldexConn | 0 | 0 | 118.845 | 0
M18-003-005 | Sub,Adapter,SS 316,1/2"MPT Twist-Lock 1500145 | 0 | 0 | 14.743 | 6.513
00420235 | Raw,Barstock,Zinc .236"diameter,99.99%Pure | 68 | 0 | 20.19 | 20.19
11230202 | Raw,Disk,Silver, 99.99% pure, 0.202"Dia x 0.010"Thick | 1915 | 0 | 0.31238 | 0.2125
2010710S-20IF | Acce,Cable,FBNC/MMolex to SL,S=ZV cable,L/N & 2-Cond, 20' | 0 | 0 | 0 | 0
7540AAR | Sub,pH,SJ,5KT,12x117mm Length.Refill | 30 | 0 | 0.072 | 0.045
M19-003-019 | Sub,Sheath,SS 316,44"Length Standard,1-1/4"OD For M4 | 0 | 0 | 130.927 | 117.952
M07-001-010 | Sub,Tube,Black Kynar,41.250" Length For M4 | 0 | 0 | 75.21 | 65.372
4001786301 | Elec,pH,DJ,XVF,3/4"NPT,CerTuff,23mmIns,PT100,#P822VV1233HS23 | 6 | 162.99 | 57.324 | 57.324 | PROX Lab
JAF-048 | Solu,Activity Standard,Calcium,1000 ppm,#CALAS02 | 0 | 0 | 2.162 | 0
JAF-049 | Solu,Ionic Strength Adjustor,Calcium,#CALIS01 | 0 | 0 | 2.162 | 0
M02-004-057 | Sub,Cap,Delrin,7/16-36 TPI,for Oxygen Polarographic,023IP15G | 144 | 0 | 6.46 | 0.582 | Lab-Ovh
00070368-117 | Sub,Cut,Barium, 3.68mm (.145") x 117mm (4.60") Length | 0 | 0 | 0.003 | 0
TS19EP6644-10H | Elec,Plat,DJ,PT1000 TC,Sol Grnd,SPR | 0 | 544.4 | 66.61 | 66.61 | Lab-Ovh
DIGITANA-026 | Elec,Platinum Disk,DJ,3/4" CPVC Housing,#1929857-010B | 3 | 103.38 | 21.544 | 9.026
7791A7NA-095-VD | Sub,pH,DJ,VD,Annular Junction,12x095mm Length,2Wick | 7 | 0 | 0.208 | 0.142
M24-031-006 | Sub,Billet,Silver with dome for Vinmetrica-001 | 0 | 0 | 2.281 | 0
YVL75A0141 | Elec,Nitrate,DJ,12X110mm,Glass,Sealed,SPR,#N032604-DL | 2 | 165.69 | 41.081 | 41.081 | PROX Lab
M06-003-018 | Sub,Fitting,SS 316 Glnd 1-1/2""MPT,O-Rings,For MTP571 | 12 | 0 | 33.732 | 32.831 | Lab-Ovh
M09-011-009 | Sub,Insert,PVC,Drill 0.046" One Side,0.160"for Silver billet | 0 | 0 | 0.075 | 0
PRO-029 | Elec,Cond.K=1.0,Plat foil,6mmx110mm,Glass.#5571302F-3-3B | 0 | 0 | 6.594 | 4.37
M07-048-001 | Sub,Tube, Zinc Internal For DO Galvanic | 553 | 0 | 1.412 | 1.272
M21-003-007 | Sub,Chamber,SS 316,For KVL-292 | 0 | 520.44 | 33.736 | 12.292 | Lab-Ovh
M10-003-017 | Sub,Nut,Knurl,SS 316,1-7/8- 12 TPI., for KVL-292 | 1 | 204.05 | 16.689 | 4.002 | Lab-Ovh
M06-003-019 | Sub,Fitting,SS 316,20 TPI.,for 5/8" tube,O-Rings,for KVL-292 | 11 | 276.15 | 20.428 | 21.003 | Lab-Ovh
00602500 | Raw,Barstock,PEEK MG(Medical Grade),Natural Color 25mm OD | 30 | 0 | 47.68 | 48
V-A4200-20BH | Elec,Plat,Tuff Tip,Teflon,3/4"MNPT Ryton,Short Hex,PT(SolG) | 0 | 0 | 39.286 | 20.131
A-306B-10BT | Elec,pH,XVF,SPR,PT100,Kynar/Viton,Tuff Tip,TB557 | 7 | 295.49 | 17.823 | 17.823
56B6619-10BT | Elec,Plat,TB557,SPR,Kynar/Viton,PT100 | 0 | 0 | 23.442 | 6.852
M07-003-050 | Sub,Tube,316 SS,For MK7Z,3000712Z-34 | 0 | 0 | 64.161 | 29.28
M07-010-017 | Sub,Tube,CPVC,Tube Spacer,1807800-28 | 0 | 0 | 4.127 | 3.225
6330AA-090 | Sub,Internal,pH,090mm Length | 0 | 0 | 0.011 | 0.011
6330AA-125 | Sub,Internal,pH,125mm (5.500") long | 0 | 0 | 0.012 | 0
6330AA-125-VD | Sub,Internal,SJ,pH,VD,125mm,Length | 0 | 0 | 1.475 | 0.03
6331AA-090 | Sub,Internal,pH,X-2,090mm Length | 0 | 0 | 0 | 0
M05-054-001 | Sub,Cap Plug,Delrin-Red,For Acu Trol | 0 | 0 | 1.936 | 0
M01-001-144 | Sub,Housing,BlackKynar,MK1A,RemovableGrd,1/2"FPT,160002RG-30 | 0 | 0 | 58.13 | 20.5
ECI-054 | Elec,Cond,K=1.0,Graphite Ring ,12mmX110mm,Epoxy,Flat | 21 | 56.82 | 21.561 | 21.561 | PROX Lab
SZ1093.068 | Elec,pH,GX-2,SJ,AC,12x75mm,Epoxy,Amber,No Guard | 341 | 24.99 | 14.253 | 14.253 | Lab-Ovh
35805-68 | Elec,pH,FS-5,DJ,#5575702W-003B,Reduced tip, 6x110mm, Refill | 0 | 87.27 | 23.497 | 22.383 | PROX Lab
00070103-074 | Sub,Cut,Barium, 10.3mm (.405") x 074mm (2.91") Length | 0 | 0 | 0.011 | 0
M02-001-026 | Sub,Cap,Black Kynar,3/4-20 TPI., Med. Knurl, for 1061012P | 4 | 0 | 4.287 | 4.299
SI1G1V2B-053-VD | Sub,Stem,pH,VD,053mm Length | 18 | 0 | 1.874 | 1.874 | Lab-Ovh
00071194-063 | Sub,Cut,Barium, 11.94mm (.470") x 063mm (2.480") | 0 | 0 | 0.032 | 0.011
00071194-070 | Sub,Cut,Barium, 11.94mm (.470") x 065mm (2.559") | 0 | 0 | 0.036 | 0
00071194-084 | Sub,Cut,Barium, 11.94mm (.470") x 084mm (3.307") | 0 | 0 | 0.041 | 0.014
M4-Z11921100 | Assembly,LiveTap,316SS/Viton,19"TubeLength,BV,w/HandTightFit | 0 | 0 | 192.247 | 120.577
00302202 | Raw,Barstock,Delrin 2"OD,Black Color | 0 | 0 | 16.85 | 16.85
00070419-053 | Sub,Cut,Barium, 4.19mm (.165") x 053mm (2.086") Length | 0 | 0 | 0.003 | 0
00071194-158 | Sub,Cut,Barium, 11.94mm (.470") x 158mm (6.220") | 0 | 0 | 0.078 | 0
00071194-023 | Sub,Cut,Barium, 11.94mm (.470") x 023mm (0.913") Length | 0 | 0 | 0.012 | 0
14050020 | PNS,Silicone, Dow Fluid Clear 0S-20,DowSil 3.1KG Pail | 0 | 0 | 263.1 | 263.1
7793A5NAV-VK | Sub,pH,DJ,VK,12x120mm Length,Refill,1Wick,True Flat | 0 | 0 | 0.219 | 0.587
00070006-140 | Sub,Cut,Pyrex, 6mm x 1mm wall(STD),140mm(5.51181")Length | 0 | 0 | 0.051 | 0
EW-86974-10 | Solu,ORP Standard,600mV | 0 | 0 | 37.52 | 37.52
QM710X | Elec,Ref,SJ,Ceramic,Glass,12X110MM,Refill,RF40310-3U-120 | 0 | 0 | 7.676 | 3.587
PHE-6352-10 | Elec,pH,X-VD,SJ,#398V501-010B,3ft Blk Kynar Pipe | 3 | 165.87 | 69.577 | 65.542
5643-02 | Elec,Polarographic,Glass,#O27IP15-210-10 | 0 | 0 | 0 | 0
NA71502-DL | Elec,Sodium,DJ,12mmx110mm,Refillable,Glass Body. | 2 | 336.19 | 15.732 | 0.716
V-800B-X04BT | Elec,pH,X-VD,DJ,TC 100 ohm,1/2" Housing,SPR | 1 | 288.6 | 48.737 | 19.609 | PROX Lab
V-12E0-6B-HTA | Elec,pH,X-VD,DJ,Kynar T/L,EPDM O-rings,SPR | 1 | 303.65 | 36.645 | 35.975 | Lab-Ovh
72413 | Elec,pH,X-VF,DJ,#1922757-020TV10,PT1K,3/4" MNPT CPVC | 0 | 131.2 | 40.311 | 39.166 | Lab-Ovh
5661-04 | Elec,pH,X-2D,DJ,#A773792-210-DL,Autoclavable,210mm"A" | 0 | 131.44 | 34.829 | 11.128 | PROX Lab
5661-68 | Solu,Reference,KCl/AGCl,#R001026 | 0 | 4.91 | 1.482 | 1.482
27508-30 | Elec,pH,X-5,DJ,#5735728RA1-3BI,12x115mm,30K,8Pin Din,Refill | 0 | 70.92 | 24.367 | 22.902 | PROX Lab
56105-60 | Acce,Adapter,Female BNC to Strip&Tint,VPC#8001040-T | 0 | 6.14 | 2.478 | 2.478 | Lab-Ovh
A-300B-20BT | Elec,pH,TB557,XVD,SPR,PT100,Kynar/Viton | 1 | 450.18 | 58.206 | 45.144 | Lab-Ovh
00032250 | Raw,Barstock,CPVC 2 1/4" gray | 5 | 0 | 33.44 | 33.44
00031750 | Raw,Barstock, CPVC 1 3/4" Dia, gray | 40 | 0 | 17.33 | 17.33
PB21502-003B | Elec,Lead,DJ,12mmx110mm,Refillable,Glass Body | 0 | 0 | 46.493 | 0
13-620-185 | Elec,pH,FS5D,DJ,12x106mm Glass body,Accutufffast,Refill,42"B | 41 | 57.99 | 36.217 | 36.217 | Lab-Ovh
13-620-285 | Elec,pH,FS5,SJ,12x106mm Glass Body,Refill,BNC | 329 | 44.98 | 26.931 | 26.931 | Lab-Ovh
13-620-296 | Elec,pH,FS5,DJ,12x106mm,Accufast,Refill,BNC | 61 | 60.93 | 36.252 | 36.252 | Lab-Ovh
13-620-750 | Ammonia Membrane Cap,Incd:3 Membrane and O-ring 14x1mm Buna | 0 | 44.32 | 7.747 | 0.072
1607300 | Raw,Valve,Kynar 1-1/4"FPT Ball True Union Full Port (5 part | 0 | 1080.04 | 640 | 540.99
H2500C-45 | Elec,Chloride,Mono,12X120,w/2'L/N SN6/Heyco,Spec,#CL01501-S7 | 0 | 0 | 25.403 | 13.062
H4500C-45 | Elec,Sodium Flat,Mono,Glass,w/2'L/N SN6-Heyco,#NA71545-S7 | 0 | 0 | 5.262 | 7.482
H5600C-45 | Elec,Ref,DJ,#5771446S-108-S7,Side Arm,2'Ln/Heyco | 0 | 0 | 75.8 | 75.8
573V511-003B | Elec,pH,X-VF,SJ,12x110mm,Sealed,Epoxy | 0 | 111.67 | 26.728 | 26.728 | PROX Lab
SX2716 | Elec,pH,DJ,Tuff Tip,TC 3K ohm,FBNC/Nickel plate,CPVC taper | 0 | 250.02 | 15.518 | 12.551
5733726-003B | Elec,pH,X-5,DJ,12x110mm,Epoxy Body,Sealed | 2 | 120.31 | 22.28 | 21.085 | PROX Lab
5739602-003B | Elec,Platinum,SJ,12x115mm,Sealed Reference,#ORP110-GS | 1 | 162.47 | 34.904 | 5.914 | Lab-Ovh
F001501S-003B | Elec,Fluoride,12x110mm,Horizontal Mounting | 1 | 422.03 | 26.526 | 31.091
BR01501-003B | Elec,Bromide,Mono,12mmx110mm,Epoxy Body | 2 | 342.72 | 13.732 | 8.666
5993-78 | Elec. Holder,#1051013P,1/2"NPT In-line,,316L SS w/Grd | 20 | 0 | 19.6 | 19.6
29029-02 | Acce,Cable,Detachable,#9001092-005BT,Oxygen | 0 | 55.8 | 14.147 | 30.744
27502-59 | Solu,Kit,Calcium,Incd:ISA,Standard Ref,peco#CAL0002K | 0 | 37.03 | 5.805 | 5.805
13-620-51 | Elec,Ref,Mono,12x106mm Glass,Dry Pack Calomel,Refill,Pin | 0 | 0 | 12.412 | 4.034
13-620-111 | Elec,pH,FS5,DJ,12x106mm Epoxy Body,Sealed,10K,42"BG2.5 | 0 | 51.43 | 26.35 | 26.35 | Lab-Ovh
13-620-181 | Elec,pH,FS5D,SJ,12x106mm,Refill,Glass,42"BNC | 15 | 42.42 | 27.458 | 27.458 | Lab-Ovh
13-620-289 | Elec,pH,FS5F,SJ,Refill,12X106mm Epoxy,BNC | 3 | 46.75 | 29.162 | 29.162 | PROX Lab
13-620-292 | Elec,pH,FS5,SJ,6x150mm Glass body,Refill, BNC | 12 | 41.21 | 23.434 | 23.434 | PROX Lab
13-620-499 | Reservoir Bottle | 0 | 11.26 | 5.57 | 5.57 | PROX Lab
13-620-45 | Elec,Ref,Mono,SJ,Side Arm,Glass,AGCL Pack,Refillable | 0 | 0 | 14.118 | 7
R-272 | Elec,Ref,Mono,12x110mm,HgSO4(Calomel Yellow),Special Refill, | 0 | 73.72 | 27.972 | 25.482 | PROX Lab
ST20N | Elec,Temp Comp,#5671001-003UV10,8x110mm,PT1K | 0 | 0 | 6.106 | 3.6
05290039 | Raw,Chem,Calcium Ionophore (IV) | 1 | 0 | 3680 | 3680
05290089 | Raw,Chem,Sodium Hydrogen Phosphate,Anhydrous,ACS,99.0% M | 2500 | 0 | 0.05 | 0.05
05297808 | Raw,Chem,Sodium Nitrate,ACS 2.5kg Unit | 0 | 0 | 0.05 | 0.05
05299337 | Raw,Chem,Methyl Alcohol,99.8%,A.C.S.Reagent | 2000 | 0 | 0.0081 | 0.0081
05297581 | Raw,Chem,Sodium Chloride,ACS Reagent | 0 | 0 | 0.0002 | 0.0002
05290494 | Raw,Chem,Ammonium Ionophore I | 0 | 0 | 1300 | 1300
05291404 | Raw,Chem,Potassium Hydrogen Phthalate,500g size | 0 | 0 | 0.16 | 0.16
QM711X | Elec,Reference,SJ,Epoxy,Refillable,#RF70310-3U-120 | 0 | 0 | 7.68 | 3.447
QM711X/GEL | Elec,Reference,SJ,Epoxy,Sealed,#RF70130-3U-120 | 0 | 0 | 10.521 | 6.21
00071194-116 | Sub,Cut,Barium, 11.94mm (.470") x 116mm (4.566") Length | 231 | 0 | 0.057 | 0.019
00070119-277 | Sub,Cut,Barium, 11.9mm (.469") x 277mm (10.905") Length | 0 | 0 | 0.091 | 0
1507217-KQ | Fitting,quick release compression,316SS,1"MPT.,Simriz o-ring | 0 | 771.05 | 293.524 | 0 | Lab-Ovh
00070787-140 | Sub,Cut,Barium, 7.87mm (.310") x 140mm (5.511") Length | 0 | 0 | 0.003 | 0
00070787-154 | Sub,Cut Tube, Barium Glass, .310" x 173mm (6.0629") Length | 0 | 0 | 0.003 | 0
M01-001-145 | Sub,Housing,Black Kynar,Rear,1/2"FNPT. x 18 TPI,1600720-54 | 0 | 0 | 83.513 | 54.75
FISHER-82 | Sub,Fisher,ORP,SJ,12x120mm Length,1Wick,Plat Wire 11250030 | 0 | 0 | 0.135 | 0
00070368-320 | Sub,Cut,Barium, 3.68mm (.145") x 320mm (12.598") Length | 0 | 0 | 0.012 | 0.01
M19-003-020 | Sub,Sheath,SS 316,21" Length Standard,1-1/4"OD For Knick M4 | 0 | 0 | 62.87 | 56.672
M07-001-011 | Sub,Tube,Black Kynar,18.250" Length For M4 | 0 | 0 | 33.526 | 29.14
7317AA-085 | Sub,pH,Mono,12x085mm Length | 25 | 0 | 0.072 | 0.031
7317AA-104 | Sub,pH,Mono,12x104mm Length | 75 | 0 | 0.06 | 0.027
7317AA-110 | Sub,pH,Mono,12x110mm Length | 15 | 0 | 0.067 | 0.03
7317AA-130 | Sub,pH,Mono,12x130mm Length | 24 | 0 | 0.075 | 0.05
7317AA-135 | Sub,pH,Mono,12x135mm Length | 17 | 0 | 0.078 | 0.033
7793AAV-120 | Sub,pH,DJ,12x120mm Length,Refill | 0 | 0 | 0.072 | 0.029
7793AA-085 | Sub,pH,DJ,12x085mm Length | 0 | 0 | 0.054 | 0.026
PHBVA10-2B-100 | Elec,pH,GXV,SJ,6x100mm,Epoxy Body,Sealed,10mm cap | 0 | 0 | 9.025 | 1.165
M03-001-002 | Sub,Connector,Kynar,spinning cap,O-Ring,1"MPT.for 458P | 21 | 0 | 23.207 | 23.784 | Lab-Ovh
M01-001-146 | Sub,Housing, Black Kynar,1"MPT for 458P (amplifier) | 40 | 0 | 12.084 | 5.625 | Lab-Ovh
JAF-050 | Solu,Ref Fill,Ammonium,0.1M NaCl/AgCl,125mL,#R001042 | 0 | 0 | 1.482 | 0
M01-055-001 | Sub,Housing,PEEK Medical Grade,with Small Flange for ELM-159 | 37 | 0 | 15.47 | 15.47 | Lab-Ovh
00070083-180 | Sub,Cut,Barium, 8.3mm (.325") x 180mm (7.086") Length | 0 | 0 | 0.022 | 0
00071194-040 | Sub,Cut,Barium, 11.94mm (.470") x 039mm (1.574") Length | 0 | 0 | 0.021 | 0
00070032-123 | Sub,Cut,Barium, 3.2mm (.125") x 125mm (4.842") Length | 0 | 0 | 0.004 | 0
00370008 | Cap Ring,White Color No Hole | 1284 | 0 | 0.22 | 0.22
M31-031-001 | Sub,Ring, Silver, O.D. 0.222"x I.D. 0.207"x 0.080 Length | 0 | 0 | 2.293 | 1.055
MK7Z41041311261 | Holder,MKVII-Z,HastelloyC,1"3pcBV,Viton,1"150lb,Flg,10"Ins | 0 | 0 | 5872.036 | 0
SZ1021.068 | Elec,pH,X-5,SJ,#2733526-003B,12x115mm,Epoxy,Guard | 17 | 17.56 | 11.891 | 10.855 | Lab-Ovh
INATEC-209 | Elec,Double Plat,SJ,12X110mm,Glass Body,#PS46130-20H | 0 | 0 | 52.23 | 17.321
TSV-320B-25BT | Elec,pH,MKIA,X-VD,DJ,SPR,PT100,CPVC/Viton,3/4" Top Thread | 0 | 0 | 38.98 | 11.982 | Lab-Ovh
M05-004-016 | Sub,Cap Plug,Delrin For Strain Relief, 10mm cap | 87 | 0 | 0.24 | 0.24
M02-004-058 | Sub,Cap, Delrin, Strain Relief , for 10mm cap | 0 | 0 | 0.218 | 0.115
6730AA-125-VD | Sub,pH,SJ,VD,8x125mm Length | 0 | 0 | 0.019 | 0.015
M27-011-003 | Sub,Membrane,PVC,ISE, Ammunium Mono style,3 Holes | 215 | 0 | 3.636 | 0.035 | Lab-Ovh
315100ND | Sub,0.015" Silver Wire,100mm Length,AgCL Dip | 0 | 0 | 0.466 | 0.23
PAINTSTAMP3 | MRO,Paint Stamp,Black | 0 | 0 | 0 | 0
M01-002-015 | Sub,Housing, Natural Ryton, with 6 holes for Conductivity | 21 | 0 | 19.473 | 19.269 | Lab-Ovh
M17-003-011 | Sub,Pin,316SS,Drill hole for T.C.,Cond. K=0.3, 4 Cell,6 pins | 48 | 0 | 3.96 | 3.365 | Lab-Ovh
M17-003-012 | Sub,Pin,316SS,Cond. K=0.3, 4 Cell,6 pins,O.D. .150" x .500"L | 113 | 0 | 1.856 | 1.56 | Lab-Ovh
M17-003-013 | Sub,Pin,316SS,Cond. K=0.3, 4 Cell,6 pins,O.D. .118" x .500"L | 109 | 0 | 2.8441 | 2.39 | Lab-Ovh
SI1B4L1DM-140 | Sub,Stem,ORP,PLatBand 11252508,140mm Length | 7 | 0 | 18.97 | 18.97 | Lab-Ovh
SI1B4L1B-140-2D | Sub,Stem,pH,2D,140mm Length | 9 | 0 | 0.006 | 0.006 | Lab-Ovh
SI1B4L1NM-140 | Sub,Stem,pH&ORP,PLatBand 11252508,140mm Length | 6 | 0 | 19.662 | 9.95 | Lab-Ovh
22076069 | Raw,Plug,EPDM Black,Tapered,0.187"-.062" | 701 | 0 | 0.1139 | 0.0911
M07-018-005 | Sub,Tube, HAST-C, MK7Z, Tube, 18" Length(00047412) | 1 | 0 | 380.032 | 200.77
4IM00432 | Doc,Sonde pH SansEntretien,11759748,11715628,11705628 | 15272 | 0 | 0.049 | 0.04
00070241-115 | Sub,Cut,Barium, 2.41mm (.095") x 115mm (4.527") Length | 0 | 0 | 0.002 | 0
C35B271P2130H27 | Elec,Cond,K=0.1,316SS/PEEK,100 ohm,w/J Box,27" Ins,1"150#RF | 0 | 3945.64 | 461.292 | 427.465 | PROX Lab
M02-002-010 | Sub,Cap,Ryton, For Conductivity, 1/2" O.D. x 120mm | 0 | 0 | 2.408 | 2.333 | Lab-Ovh
M01-002-016 | Sub,Housing, 3/4"MPT Ryton T/L Modified for Kynar insert | 0 | 0 | 9.761 | 9.486 | Lab-Ovh
M09-001-012 | Sub,Insert,Black Kynar, with I.D. & O.D. O-rings for T/L | 32 | 0 | 6.617 | 6.397 | Lab-Ovh
M17-003-014 | Sub,Pin, SS 316L, Conductivity K=1.0 For C621&C527 | 19 | 0 | 0.764 | 0.73 | Lab-Ovh
2IMG-1MKCL | PNS,Solution,Polymer gel,1M KCL W/ 30% Glycerol | 0 | 0 | 0 | 0
315140ND | Sub,Ag Wire,.015" Diameter,140mm Length,AgCl Dip | 0 | 0 | 0.466 | 0.223
M01-001-147 | Sub,Housing, Black Kynar, 3/4"MPT. Ceramic Junc., Tuff Tip | 0 | 0 | 10.386 | 5.824
C2-030-BT | Sub,Cable,BT,C2,30 Feet,Fmale BNC:77020203,Cable:99030517 | 0 | 0 | 22.597 | 0
TSV-A120B-25H | Elec,pH,XVF,DJ,3/4"NPTRyton,Teflon Tuff Tip,PT SolGrnd,PT100 | 0 | 0 | 55.431 | 20.208
320386ND | Sub,0.20"Ag Wire,386mm Length,AgCl Dip | 0 | 0 | 0.835 | 0.752
NS-BULB-X5 | Raw,X-5 Clear, pH Glass Formulation | 0 | 0 | 0 | 0
M01-011-041 | Sub,Housing,Gray PVC,2 O-Rings,1/8" Hole B&C SA9150 | 17 | 0 | 1.163 | 1.163 | Lab-Ovh
PAINTSTAMP4 | MRO,Paint Stamp,Red | 0 | 0 | 0 | 0
O-RINGSET-ABB | Acce,Kit (PK/2 EA),O-rings/PTFE Washers | 0 | 0 | 127.961 | 68.78
00071194-093 | Sub,Cut,Barium, 11.94mm (.470") x 093mm (3.740") Length | 0 | 0 | 0.044 | 0
3330235 | Sub,Plugged Cap,Black Epoxy Cap,Plug Delrin .235 | 0 | 0 | 2.227 | 0.426
22170601 | Raw,O-Ring,Viton 75, 6mm x 1mm, Black Color | 612 | 0.07 | 0.19 | 0.19
00071194-073 | Sub,Cut,Barium, 11.94mm (.470") x 073mm (2.874") Length | 0 | 0 | 0.036 | 0
AREFA6-152 | Sub,Mono,Reference,AgCI,165mmX152mm Length | 0 | 0 | 1.33 | 0.649
AREFC8-065 | Sub,Mono,Reference,Calomel,Kyoto,0.235"ODx65mmL | 56 | 0 | 1.12 | 1.12
AREFC3-152 | Sub,Mono,Reference,Calomel, 152mm Leght | 0 | 0 | 1.117 | 0.534
AREFC2-152 | Sub,Mono,Reference,.095"x152mm Length | 0 | 0 | 1.117 | 0.632
M01-004-027 | Sub,Housing, Delrin, Drill hole on side for T.C., Oxygen | 43 | 0 | 5.091 | 1.591 | Lab-Ovh
M02-004-059 | Sub,Cap, Delrin, 3/4-28 TPI, Silicone O-ring for Oxygen | 72 | 0 | 2.234 | 0.485 | Lab-Ovh
M14-004-008 | Sub,Guard,Delrin,Removevalable,5 Hole Guards,for Oxygen | 60 | 0 | 4.774 | 0.859 | Lab-Ovh
22092006 | Raw,O-Ring,Buna 70, 2-006 | 178 | 0 | 0.031 | 0.031
M07-031-001 | Sub,Tube, Silver OD. 0.247" x ID. 0.206" x 1.500" Length | 27 | 0 | 16.536 | 11.142 | Lab-Ovh
00070787-006 | Sub,Cut,Barium, 7.87mm (.310") x 006mm (0.276") Length | 0 | 0 | 0.001 | 0
2010519-X10B | Acce,Cable,Adapter,Wiring,M4PINVP to Male BNC with Boot,10" | 0 | 0 | 24.004 | 0
00070953-048 | Sub,Cut,Barium, 9.53mm (.375") x 048mm (1.811") Length | 0 | 0 | 0.01 | 0
00070597-093 | Sub,Cut,Barium, 5.97mm (.235") x 093mm (3.661") Length | 0 | 0 | 0.013 | 0.007
00070597-046 | Sub,Cut,Barium, 5.97mm (.235") x 046mm (1.811") Length | 0 | 0 | 0.006 | 0
AREFA6-025 | Sub,Mono,Reference,AgCI, 025mm Length | 0 | 0 | 1.114 | 0.574
AREFA8-110 | Sub,Mono,Reference, 110mm Length | 0 | 0 | 1.331 | 0.639
M26-016-016 | Sub,Junction,Porous Ceramic,OD .500"x.400"L. For KVL-173 | 282 | 0 | 0.488 | 0.44
M02-004-060 | Sub,Cap,Delrin,3/4-16 TPI.,I.D. 0.500"x OD. 0.950"x1.100"L. | 168 | 0 | 3.191 | 3.066 | Lab-Ovh
ELM-159 | Elec,pH,XVD,DJ,Lead free,Peek Pharmacia,Teflon,Ferrite,KNO3 | 34 | 160.74 | 68.325 | 68.325 | Lab-Ovh
M14-012-001 | Sub,Guard,Nylon,1/2"OD.x2.750 L.,2 Hole Guards,8mm reduce ti | 255 | 0 | 0.483 | 0.268
MG21508-003B | Elec,Magnesium,DJ,12mmx110mm,Refillable,Epoxy Body | 0 | 1236.32 | 535.891 | 141.482 | Lab-Ovh
00200124 | Raw,Porous Plug,PTFE, 0.250" x 0.345" (CUSTOMER PROPERTY) | 12864 | 0 | 0.892 | 0.892
M38-003-001 | Sub,Flange, 316 S.S., 1" #150, 1" FNPT.,Raise Face | 0 | 0 | 117.971 | 117.971
M38-018-001 | Sub,Flange, Hast-C, 1" #150, 1" FNPT.,Raise Face | 0 | 0 | 138.75 | 0
00070597-008 | Sub,Cut,Barium, 5.97mm (.235") x 008mm (.0.314") Length | 0 | 0 | 0.002 | 0
00070953-008 | Sub,Cut,Barium, 9.53mm (.375") x 008mm (0.314") Length | 0 | 0 | 0.001 | 0
00071194-005 | Sub,Cut,Barium, 11.94mm (.470") x 005mm (0.196") Length | 0 | 0 | 0.003 | 0
M07-003-051 | Sub,Tube,316 SS,For MK7Z,3000712Z-24 | 0 | 0 | 52.623 | 20.43
00070241-012 | Sub,Cut,Barium, 2.41mm (.095") x 012mm (.472") Length | 0 | 0 | 0 | 0
00070368-023 | Sub,Cut,Barium, 3.68mm (.145") x 023mm (.90") Length | 0 | 0 | 0.001 | 0
IMP4UT | Acce,Adapter,Tee,Tube:1/4"Compression, 0.047" Wall,PTFE | 0 | 80.25 | 31 | 31
M07-010-018 | Sub,Tube,CPVC,Tube Spacer,1807800-18 | 0 | 0 | 2.666 | 2.08
ELM-160 | Elec,pH,XVF,3/4"MPTRyton,PT100,Ceramic Tufftip,#V-AV10B-20H | 1 | 0 | 33.407 | 15.223
COLE-387 | Elec,Cond,K=0.01,CS51,12X110mm,316SS/TFE,10K,#C75L210-20H | 0 | 0 | 23.056 | 9.762
M07-002-001 | Sub,Tube,Black Ryton,OD.0.465"x ID.0.375"x5.500"L.,Honeywell | 9 | 0 | 4.873 | 4.39
TSV-350B-20BT | Elec,pH,MKIA,X-VD,DJ,SPR,PT100,CPVC/Viton,3/4" Top Thread | 0 | 255.43 | 73.776 | 72.809 | Lab-Ovh
310030E310D020 | Sub,Ag Wire,050mm Length,Glass Bead,AgCl Dip | 0 | 0 | 0 | 0
MG2IF01 | Solu,Internal Fill for ISE- Magnesium, 1L | 0 | 0 | 18.8 | 0
MG2PVC01 | Sub,PVC Membrane, ISE-Magnesium, 40mm OD | 0 | 0 | 1328.75 | 79.145
4IM00086 | Doc, Polymetron Pre Operation Treatment of Elec pH Mono Ref | 0 | 0 | 0.01 | 0.01
2737689-10HS | Elec,pH,SJ,Antimony,12X110mm,Sealed Reference,Epoxy body | 0 | 0 | 23.576 | 11.375
R001015-30 | Solu,Reference Fill,KNO3 10% Liquid,30ml | 0 | 0 | 1.309 | 1.069
M17-003-015 | Sub,Pin,SS 316,.125"OD x .295" Length For Lock&Load,Insert | 113 | 0 | 0.332 | 0.02 | Lab-Ovh
M02-003-012 | Sub,Cap,316 S.S., 18 TPI., For Lock & Load Insert, 1951020 | 39 | 0 | 2.205 | 14.6
M17-003-016 | Sub,Pin,316 SS.,.187"ODxOD.156"x.300"L.For Lock&Load,Chamber | 0 | 0 | 0.583 | 0
M17-003-017 | Sub,Pin,316 SS,.187"OD x .150" Length For Lock&Load, Chamber | 0 | 0 | 0.292 | 0
COLE-388 | Elec,Cond,K=0.01,12x110mm,316l SS,#C75J210-3I8 | 0 | 0 | 17.341 | 7.611
ISTEK-352 | Elec,pH,X-V,DJ,12x110mm,Wick,Glass,Refill,#PH4V570-20B | 0 | 0 | 1.449 | 0.919
M07-018-006 | Sub,Tube, HAST-C, MK7Z, Tube, 16 Length Standard | 5 | 0 | 364.548 | 182.136
00200600-NG | Raw,Barstock,Porous Teflon(PTFE)Virgin,.625"OD x 12"L | 0 | 0 | 41.92 | 65.445
M02-012-002 | Sub,Cap, White Nylon, Drill 0.700" for Cyclops-019 Electrode | 96 | 0 | 1.735 | 1.735 | Lab-Ovh
M06-001-004 | Sub,Fitting, Kynar, 1/2" MPT. O-ring 2-111, for 1061012P | 8 | 0 | 9.952 | 10.168
M06-003-020 | Sub,Fitting, SS 316, 1/2"MPT SS Ferrules,2-111 Viton O-Ring | 8 | 0 | 15.557 | 7.314
M09-009-009 | Sub,Insert, Teflon, For US standard connector | 57 | 0 | 2.204 | 0.163 | Lab-Ovh
M01-044-001 | Sub,Housing,plated Brass for US Standard Connector | 69 | 0 | 4.409 | 2.086 | Lab-Ovh
M05-004-017 | Sub,Cap Plug, Delrin For US Standard Connector | 213 | 0 | 1.848 | 0.05 | Lab-Ovh
M09-020-014 | Sub,Insert, Black Ultem , Wood Junction for MK7 Housing | 31 | 0 | 1.203 | 0.942 | Lab-Ovh
V-320E-20H | Elec,pH,MK1A,X-VD,PT1000,Kynar/Viton,3/4" Top thread | 1 | 466.85 | 108.085 | 0 | PROX Lab
M01-004-029 | Sub,Housing,Delrin,Adapter for Din Connector and Female BNC | 4 | 0 | 9.644 | 0.179 | Lab-Ovh
310025ND | Sub,Ag Wire,.01" Diameter,025mm Length,Dipped | 0 | 0 | 0.203 | 0
520025NN | Sub,Plat. Wire,025mm Length | 0 | 0 | 5.21 | 0
M09-002-052 | Sub,Insert,Ryton,Ceramic Junction,4 Guards,0.325" TP561M-3 | 312 | 0 | 4.835 | 1.953 | Lab-Ovh
315080ND | Sub,0.015" Silver Wire,080mm Length,AgCL Dip | 0 | 0 | 0.466 | 0.053
315140NN | Sub,0.015" Silver Wire,140mm Length | 0 | 0 | 0.466 | 0.094
315120ND | Sub,0.015" Silver Wire,120mm Length,AgCL Dip | 0 | 0 | 0.466 | 0.08
CHEMA-054 | Elec,pH,XVF,DJ,3/4"NPT CPVC,Ceramic,Tuff Tip,#V-BV100-50B | 0 | 0 | 25.779 | 11.205
V-3002-20HIF | Elec,pH,MKIA,X-VD,DJ,SPR,4196 ohm,CPVC/Viton,Rem Grd | 7 | 0 | 82.016 | 30.658
5500AA-250-VD | Sub,pH,SJ,XVD,6x250mm Length | 31 | 0 | 0.042 | 0.083
M09-032-002 | Sub,Insert, Black Epoxy, Threaded, for 1503 style | 128 | 0 | 0.443 | 0.399
CPS1 | PNS,Solution,CapSoln,KCl-4Buffer,50-50,1Gal | 0 | 0 | 0 | 18.302
00070508-018 | Sub,Cut,Barium, 5.08mm (.202") x 018mm (0.708") Length | 0 | 0 | 0.001 | 0
M07-010-019 | Sub,Tube,CPVC,Tube Spacer,1807800-20 | 0 | 0 | 2.958 | 2.311
M09-002-053 | Sub,Insert,Ryton,W/TFE Jct,Tuff Tip,0.280"x 0.202",1992275ST | 13 | 0 | 5 | 3.305
ISTEK-353 | Elec,Plat,Glass,12X120mm,Refill,Side Arm,#RP45R70SA-S7-120 | 0 | 0 | 37.257 | 0
64-00726-53 | Acce,Cable,RG174 Low Noise,SN6 to 2 Pin,Peco #9001041-008D | 0 | 17.64 | 7.781 | 6.539
44002463 | Label, White Polyester, 2 5/8" x 1", for Lab | 73274 | 0 | 0.017 | 0.017
44000003-LAB | Label, White Polyester, 4" x 2", for Lab | 565 | 0 | 0.51 | 0.51
M18-001-005 | Sub,Adapter,Black Kynar,3/4"MPT For T/L Electrode,1600142 | 33 | 0 | 28.78 | 31.377 | Lab-Ovh
6317AA9-110 | Sub,pH,X1D,Mono,8x110mm,Straight | 0 | 86.73 | 0.019 | 0.015
CPS4 | PNS,Solution,CapSoln,50:50mix 1M KNO3:4 Buf,1Gal | 0 | 0 | 0 | 0
CPS5 | PNS,Solution,CapSoln, 1M KNO3,1Gal | 0 | 0 | 0 | 0
CPS7 | PNS,Solution,CapSoln,50:50mix 1M NaCl:4 Buf,1Gal | 0 | 0 | 0 | 0
SMR001041 | Solu,Starting Material, 0.1M NH4Cl, 1 Liter | 0 | 0 | 0 | 0.161
315250NB | Sub,0.015" Anodized Wire,250mm Length,AgCl Dip | 0 | 0 | 0.655 | 0
315140NB | Sub,0.015" Anodized Wire,140mm Length,AgCl Dip | 0 | 0 | 0.466 | 0.094
M28-001-003 | Sub,Extension,Kynar,1/2"FPT,1/2"FPT,24" Length 1800002-24 | 0 | 0 | 33.431 | 30.942 | Lab-Ovh
00070083-242 | Sub,Cut,Barium, 8.3mm (.325") x 242mm (9.527") Length | 0 | 0 | 0.03 | 0
00070419-340 | Sub,Cut,Barium, 4.19mm (.165") x 340mm (13.38") Length | 0 | 0 | 0.027 | 0
ELM-161 | Elec,pH,X-VD,DJ,KNO3 SPR,No TC,12x110mm,3'Lemo,#V-0400-3V | 0 | 0 | 37.964 | 17.952
C32-025-HA | Sub,Cable,HA,C32,25 Feet,Connector:77280014,Cable:99030045 | 4 | 0 | 8.358 | 8.371 | Lab-Ovh
ISTEK-354 | Elec,Copper,3/4"MPT CPVC,Self Cleaning,#192CU57-020T | 0 | 0 | 49.898 | 30.306
ISTEK-355 | Solu,Cupric ISA, 5M NaNO3, 475 ml Bottle,#CU0IS01 | 0 | 0 | 2.162 | 0
C2-026-WM | Sub,Cable,WM,C2,26 Feet,See Note | 0 | 0 | 0.915 | 0
M09-001-013 | Sub,Insert,Black Kynar,Combines M14-001-005 & M09-001-014 | 152 | 0 | 5.372 | 3.771
M18-003-006 | Sub,Adapter,SS 316,3/4"MPT. Twist-Lock W/ Guard 1500142G | 0 | 0 | 20.087 | 0
5501AV-025-S | Sub,pH,SJ,SpearTip,6x110mm Length | 0 | 0 | 0.03 | 0.021
M05-004-018 | Sub,Cap Plug,Delrin,For 4 Pin Military Connector ,77280008 | 251 | 0 | 3.1059 | 2.61
M16-019-004 | Sub,Ferrule,Titanium,Rear,Splited For 3/4"MPT. Fitting | 0 | 0 | 49 | 49
M16-019-003 | Sub,Ferrule,Titanium,Front ,Splited For 3/4"MPT. Fitting | 0 | 0 | 49 | 49
7793ADM-155 | Sub,PlatBand,DJ,12x155mm Length | 3 | 0 | 25.189 | 25.189
1807640IF | Nut,CPVC electrode retainer for MKVII pH sensor(M10-010-003) | 0 | 80.87 | 9.528 | 0
1807800-20IF | Tube,Spacer CPVC for MKVII, 20" Length | 0 | 69.55 | 3.251 | 0
315100NA | Sub,0.015" Wirex100mmLength Anodized | 0 | 0 | 0.466 | 0.067
00070032-063 | Sub,Cut,Barium,3.2mm (.125") x 063mm (2.480") Length | 0 | 0 | 0.002 | 0
00070032-073 | Sub,Cut,Barium,3.2mm (.125") x 073mm (2.874") Length | 0 | 0 | 0.002 | 0
PB21502-S7 | Elec,Lead,DJ,12mmx110mm,Refillable,Glass Body | 1 | 488.7 | 62.313 | 0 | PROX Lab
YVL75A0132 | Elec,Ammonium,DJ,12x110mm,Glass Body,Sealed,#NH42604-S8 | 5 | 200.42 | 39.524 | 39.524 | PROX Lab
CHEMA-055 | Elec,Plat,Ceramic,3/4"MNPTRyton,ShortHex,PT100,#V-A910B-50BH | 0 | 0 | 47.105 | 25.303
5378-48 | Acce,Adapter,48"TycoBNCtoCut,2mmGoldSocket,See Notes | 0 | 18.49 | 4.738 | 3.031
M07-003-052 | Sub,Tube,316 SS,For MK7S 1507202-25 | 0 | 0 | 29.132 | 20.535
M07-010-020 | Sub,Tube,CPVC,Tube Spacer,1807800-19 | 0 | 0 | 2.813 | 2.197
ISE1508H-120 | Sub,ISE,LPH,internal,for epoxy, 12mmx120mm Length | 9 | 0 | 0.093 | 0.093
11110121 | Raw,Fitting,Flange,Titanium 1",150# RF Blind,Ti Grade 2 | 0 | 0 | 205 | 205
1001043S | Flow Cell,Acrylic,T/L Insertn,1/4"FNPT Inlet/Oulet | 0 | 274.19 | 11.438 | 0
PH4V130L-3BI8 | Elec,pH,XVD,SJ,12x110mm,10K,Glass,Sealed,BNC+8Pin Din | 0 | 0 | 0 | 0
PH4V130-3B | Elec,pH,XVD,SJ,12x110mm,Glass,Sealed | 0 | 0 | 0 | 0
PH41570-3B | Elec,pH,XVTD,DJ,12x110mm,Wick Junction,Glass body,Refill | 0 | 0 | 4.983 | 2.39
V-700L-3BI8 | Elec,pH,XVD,DJ,12x115mm,Epoxy,10K Ther,BNC+8pin,Sealed | 0 | 0 | 19.138 | 7.009
315190ND | Sub,Ag Wire,.015" Diameter,190mm Length,AgCl Dip | 0 | 0 | 0.498 | 0
315170ND | Sub,Ag Wire,.015" Diameter,170mm Length,AgCl Dip | 0 | 0 | 0.466 | 0.047
14B6649-2BT | Elec,Plat,DJ,PT100,T/L,Teflon Insert,Viton,SPR | 0 | 599.48 | 55.142 | 45.817 | Lab-Ovh
MK7Z10741111111 | Holder,MKVII 316SS Ins Assy,Viton O-R,1" 150# Wld Flg,7"Ins | 0 | 0 | 723.974 | 0
COLE-389 | Elec,Cond,K=0.01,316L SS,W/C621-20T,10K Ther,#C621-1-4-1-20T | 14 | 101.14 | 45.57 | 17.318
COLE-390 | Elec,pH,XVF,DJ,3/4"MPT Ryton,10K,Ceramic,#V-AV10L-20BT | 0 | 0 | 9.903 | 1.897
C35B471P24-20H | Elec,Cond,K=1.0,316SS,Peek,PT100,7"Insertion,2"150lb RF | 0 | 0 | 731.704 | 0
AWE-064 | Elec,pH,X-VD,DJ,TC 8525ohm,3/4"MPT Kynar w/Grd,#V-4009-20H | 14 | 154.3 | 47.027 | 30.711
PH7V470-10B | Elec,pH,XVD,DJ,12mmX115mm,Refillable,Epoxy Body | 1 | 199.8 | 27.873 | 6.469 | PROX Lab
M07-003-053 | Sub,Tube,316 SS,For MK7S,1507202-18 | 0 | 0 | 14.199 | 14.64
AREF2-325 | Sub,Mono,Reference | 0 | 0 | 0.008 | 0
ATT5-325 | Sub,TestTube | 0 | 0 | 0.012 | 0
00071194-115 | Sub,Cut,Barium, 11.94mm (.470") x 115mm (4.490") Length | 0 | 0 | 0.057 | 0
00070119-215 | Sub,Cut,Barium, 11.9mm (.469") x 215mm (8.46") Length | 0 | 0 | 0.071 | 0
00070119-250 | Sub,Cut,Barium, 11.9mm (.469") x 250mm (9.842") Length | 0 | 0 | 0.083 | 0
00070368-280 | Sub,Cut,Barium, 3.68mm (.145") x 260mm (11.0236") Length | 0 | 0 | 0.01 | 0
00070119-262 | Sub,Cut,Barium, 11.9mm (.469") x 277mm (10.315") Length | 0 | 0 | 0.087 | 0
00070368-350 | Sub,Cut,Barium, 3.68mm (.145") x 350mm (13.7795") Length | 0 | 0 | 0.012 | 0
00070119-325 | Sub,Cut,Barium, 11.9mm (.469") x 325mm (12.795") Length | 0 | 0 | 0.108 | 0
00070368-173 | Sub,Cut,Barium, 3.68mm (.145") x 173mm (6.81102") Length | 0 | 0 | 0.007 | 0
00070368-208 | Sub,Cut,Barium, 3.68mm (.145") x 208mm (8.188") Length | 0 | 0 | 0.009 | 0
00070368-328 | Sub,Cut,Barium, 3.68mm (.145") x 328mm (12.9134") Length | 0 | 0 | 0.012 | 0
00070241-083 | Sub,Cut,Barium, 2.41mm (.095") x 083mm (3.268") Length | 0 | 0 | 0.001 | 0
315020ND | Sub,0.015" Silver Wire,020mm Length,AgCL Dip | 0 | 0 | 0.466 | 0
PH7VEP0-3B | Elec,pH,XVF,DJ,12x110mm,Tuff Tip,Sealed Ref,Black Epoxy | 29 | 156.75 | 0 | 0
00070241-173 | Sub,Cut,Barium, .245" x 173mm (6.811") Length | 0 | 0 | 0.005 | 0
00070241-203 | Sub,Cut,Barium, 2.41mm (.095") x 203mm (7.992") Length | 0 | 0 | 0.005 | 0
00070241-213 | Sub,Cut,Barium, 2.41mm (.095") x 213mm (8.385") Length | 0 | 0 | 0.005 | 0
00070241-233 | Sub,Cut,Barium, 2.41mm (.095") x 233mm (9.173") Length | 0 | 0 | 0.007 | 0
00070241-283 | Sub,Cut,Barium, 2.41mm (.095") x 283mm (11.14") Length | 0 | 0 | 0.007 | 0
00070241-328 | Sub,Cut,Barium, 2.41mm (.095") x 328mm (12.913") Length | 0 | 0 | 0.008 | 0
00070241-350 | Sub,Cut,Barium, 2.41mm (.095") x 350mm (13.779") Length | 0 | 0 | 0.008 | 0
95DB-225-VD | Sub,pH,SJ,VD,12x225mm Length,Ferm,Bend,Thick Wall | 0 | 0 | 0.137 | 0
AREF2-250 | Sub,Mono,Reference | 0 | 0 | 0.005 | 0
ATT2-250 | Sub,TestTube | 0 | 0 | 0.005 | 0
00070368-250 | Sub,Cut,Barium, 3.68mm (.145") x 250mm (9.842") Length | 0 | 0 | 0.01 | 0
00070241-250 | Sub,Cut,Barium, 2.41mm (.095") x 250mm (9.842") Length | 0 | 0 | 0.005 | 0
M000010-D | Holder,1/2"MNPT PVDF Fitting,0.640 Drilled Cap | 12 | 32.12 | 9.79 | 9.79
PRO-30 | Elec,pH,XVD,DJ,SPR,12x120mm,Wick,#I-10W0-S8-120 | 0 | 0 | 22.931 | 11.46
M4-Z11261100 | Assembly,LiveTap,316SS/Viton,12"TubeLength,BV,w/HandTightFit | 0 | 809.83 | 297.99 | 212.672
M02-020-027 | Sub,Cap,Blk Nylon,for Black Epoxy tube OD 0.600"x0.520"ID | 65 | 0 | 5.184 | 5.184 | Lab-Ovh
00070419-105 | Sub,Cut,Barium, 4.19mm (.165") x 105mm (4.13") Length | 0 | 0 | 0.01 | 0
6507AX-055-X | Sub,pH,SJ,Spear Tip X-1,Length 055mm | 0 | 0 | 0.05 | 0
NS-SPEAR-XV | X-V Green, pH Glass Formulation | 0 | 0 | 0 | 0
00070419-265 | Sub,Cut,Barium, 4.19mm (.165") x 265mm (10.43") Length | 0 | 0 | 0.023 | 0
00070953-140 | Sub,Cut,Barium, 9.53mm (.375") x 140mm (5.11") Length | 0 | 0 | 0.03 | 0
00070103-106 | Sub,Cut,Barium, 10.3mm (.405") x 106mm (4.172") Length | 0 | 0 | 0.017 | 0
00070103-060 | Sub,Cut,Barium, 10.3mm (.405") x 060mm (2.36") Length | 0 | 0 | 0.01 | 0
M07-001-012 | Sub,Tube,Black Kynar,16.250" Length For M4 | 0 | 0 | 29.892 | 26.001
M19-003-021 | Sub,Sheath,SS 316,19" Length Standard,1-1/4"OD For Knick M4 | 1 | 0 | 56.974 | 51.328
00070103-210 | Sub,Cut,Barium, 10.3mm (.405") x 210mm (8.26") Length | 0 | 0 | 0.034 | 0
00070103-305 | Sub,Cut,Barium, 10.3mm (.405") x 305mm (12.00") Length | 0 | 0 | 0.049 | 0
4330AA-051-5 | Sub,pH,SJ,5,6x051mm Length | 14 | 0 | 7.659 | 7.659
00070508-065 | Sub,Cut,Barium, 5.08mm (.202") x 065mm (2.55") Length | 0 | 0 | 0.004 | 0
00070584-005 | Sub,Cut,Barium, 5.84mm (.230") x ,005mm (.1968") Length | 0 | 0 | 0 | 0
00070083-107 | Sub,Cut,Barium, 8.3mm (.325") x 107mm (4.21") Length | 0 | 0 | 0.012 | 0
00070419-295 | Sub,Cut,Barium, 4.19mm (.165") x 295mm (11.61") Length | 0 | 0 | 0.024 | 0
00070083-270 | Sub,Cut,Barium, 8.3mm (.325") x 270mm (10.62") Length | 0 | 0 | 0.032 | 0.027
520018315105NB | Sub,Plat.Wire,Silver Wire,Anodized & AgCl Dip | 0 | 0 | 4.216 | 1.229
00070419-190 | Sub,Cut,Barium, 4.19mm (.165") x 180mm (7.48") Length | 0 | 0 | 0.016 | 0
00070083-262 | Sub,Cut,Barium, 8.3mm (.325") x 262mm (10.13") Length | 0 | 0 | 0.032 | 0
00070419-360 | Sub,Cut,Barium, 4.19mm (.165") x 360mm (14.17") Length | 0 | 0 | 0.029 | 0
M10-019-003 | Sub,Nut,Titanium,Big Nut For Titanium Q-Fitting, 1" MPT. | 2 | 0 | 31.357 | 42.5
00070953-100 | Sub,Cut,Barium, 9.53mm (.375") x 100mm (3.93") Length | 0 | 0 | 0.021 | 0
00070292-100 | Sub,Cut,Barium, 2.92mm (.115") x 100mm (3.393") Length | 0 | 0 | 0.003 | 0
00070419-072 | Sub,Cut,Barium, 4.19mm (.165") x 072mm (2.83") Length | 0 | 0 | 0.006 | 0
M10-019-004 | Sub,Nut,Titanium,Small Nut For Titanium Q-Fitting, 1"MPT. | 3 | 0 | 0.805 | 0
M06-019-003 | Sub,Fitting,Titanium ,O-Rings,Q-Fitting for 1"MPT. inside | 2 | 0 | 11.289 | 0
M06-019-004 | Sub,Fitting,Titanium,MK7Z-Q Fitting,Part 1,1"MPT. | 1 | 0 | 123.432 | 13
M07-019-010 | Sub,Tube,Titanium Sensor,16" Length For MK7Z | 0 | 0 | 64.578 | 42.495
M07-010-021 | Sub,Tube,CPVC,Tube Spacer,1807800-23 | 0 | 0 | 3.397 | 2.654
00070419-013 | Sub,Cut,Barium, 4.19mm (.165") x 013mm (0.511")Length | 0 | 0 | 0.002 | 0
00070241-110 | Sub,Cut,Barium, 2.41mm (.095") x 110mm (4.433") Length | 0 | 0 | 0.002 | 0
00070419-055 | Sub,Cut,Barium, 4.19mm (.165") x 055mm (2.16") Length | 0 | 0 | 0.003 | 0
M09-019-002 | Sub,Insert,Titanium Gr2 for MK7T2 Tube | 32 | 0 | 21.825 | 7.592 | Lab-Ovh
M06-019-005 | Sub,Fitting,Titanium ,O-Rings,Q-Fitting for 1"MPT. completed | 0 | 0 | 263.673 | 0
00070119-064 | Sub,Cut,Barium, 11.9mm (.469") x 064mm (4.48") Length | 0 | 0 | 0.022 | 0
00070419-085 | Sub,Cut,Barium, 4.19mm (.165") x 085mm (3.34") Length | 0 | 0 | 0.008 | 0
00070787-040 | Sub,Cut,Barium, 7.87mm (.310") x 040mm (1.574") Length | 0 | 0 | 0.003 | 0
00070419-040 | Sub,Cut,Barium, 4.19mm (.165") x 040mm (1.57") Length | 0 | 0 | 0.003 | 0
00070787-020 | Sub,Cut,Barium, 7.87mm (.310") x 020mm (0.787") Length | 0 | 0 | 0.002 | 0
5330AA-051-2 | Sub,Internal,pH,GX-2,051mm,Length | 0 | 0 | 0.007 | 0.004
00070508-013 | Sub,Cut,Barium, 5.08mm (.202") x 013mm (0.511") Length | 0 | 0 | 0.001 | 0
00070032-005 | Sub,Cut,Barium,3.2mm (.125") x 005mm (.1968") Length | 0 | 0 | 0 | 0
00070419-005 | Sub,Cut,Barium, 4.19mm (.165") x 005mm (0.1968") Length | 0 | 0 | 0 | 0
00071194V-065 | Sub,Cut,Barium, 11.94mm (.470") x 065mm (2.55")3.6mmX.700RH | 0 | 0 | 0.03 | 0
5501AAV-110-BD | Sub,pH,SJ,VD,6x110mm Length | 0 | 0 | 0.059 | 0.026
00070597V-110 | Sub,Cut,Barium, 5.97mm (.235") x 110mm (4.331")Length,Refill | 0 | 0 | 0.013 | 0
00070292-110 | Sub,Cut,Barium, 2.92mm (.115") x 110mm (4.33") Length | 0 | 0 | 0.003 | 0
00070597-240 | Sub,Cut,Barium,5.97mm(.235") x 240mm(9.44") Length | 0 | 0 | 0.029 | 0
00070597-250 | Sub,Cut,Barium,5.97mm(.235") x 250mm(9.84") Length | 0 | 0 | 0.031 | 0
ELM-162 | Elec,pH,MK7,XVD,DJ,SPR,PT100,Ryton/Viton,#V-200B-4BH | 0 | 156.82 | 20.86 | 25.18 | Lab-Ovh
00071194V-108 | Sub,Cut,Barium,11.94mm (.470") x 108mm (4.252")Length,Refill | 0 | 0 | 0.053 | 0
CONSORT-053 | Elec,Cond,K=1.0,12x110mm,4 band,Special,,#5771304-32-03T | 0 | 0 | 81.659 | 0
00070368-080 | Sub,Cut,Barium, 3.68mm (.145") x 085mm (3.14") Length | 0 | 0 | 0.002 | 0
V-510B-15H | Elec,pH,XVD,DJ,1"MNPT Kynar,Annular Junct,100 ohm,PT SolG | 1 | 0 | 32.77 | 15.215
00071194V-078 | Sub,Cut,Barium,11.94mm (.470") x 108mm (4.25") Length,Refill | 0 | 0 | 0.039 | 0
00070368-110 | Sub,Cut,Barium, 3.68mm (.145") x 110mm (4.33") Length | 0 | 0 | 0.003 | 0
M09-019-003 | Sub,Insert,Titanium for Flange 1" 150# Weld to Ball Valve | 0 | 0 | 2.388 | 0
M38-019-001 | Sub,Flange, Titanium, 1" #150,Raise Face for Weld | 0 | 0 | 227.55 | 205
00070419-112 | Sub,Cut,Barium, 4.19mm (.165") x 112mm (4.40") Length | 0 | 0 | 0.01 | 0
00070508-110 | Sub,Cut,Barium, 5.08mm (.202") x 110mm (4.33") Length | 0 | 0 | 0.009 | 0
M38-003-002 | Sub,Flange, 316 S.S., 1" #150, Raise Face for Weld | 0 | 0 | 117.971 | 32.3
M09-013-019 | Sub,Insert,RytonGraphite,TeflonJct.325,TuffTip,1962757GSM | 59 | 0 | 5.732 | 4.495
M09-003-014 | Sub,Insert, 316 SS For Weld to Flange, 1"-#150 | 0 | 0 | 55.163 | 3.912 | Lab-Ovh
PH7T2P0-3R | Elec,pH,XVTF,DJ,12x115mm,Sealed,Epoxy | 0 | 0 | 44.653 | 13.181
NH31501C-003R | Elec,Ammonia,12mmx110mm,Delrin,Threaded Membrane | 0 | 0 | 68.514 | 0
00071194V-112 | Sub,Cut,Barium, 11.94mm (.470") x 112mm (4.40")3.6mmX.700RH | 0 | 0 | 0.057 | 0
00070787-071 | Sub,Cut,Barium, 7.87mm (.310") x 071mm (2.79528") Length | 0 | 0 | 0.008 | 0
22172205 | Raw,O-Ring,Viton 75, 2-205, Brown Color | 2525 | 0 | 0.11 | 0.11
00071194V-023 | Sub,Cut,Barium,,11.94mm(.470")x025mm(0.9055")3.6mmX.700Refil | 0 | 0 | 0.012 | 0
M28-001-004 | Sub,Extension,Kynar,1/2"FPT,3/4"MPT,24" Length 1800002-24 | 0 | 0 | 33.431 | 19.089
M28-001-005 | Sub,Extension,Kynar,1/2"FPT,3/4"MPT,36" Length 1800002-36 | 0 | 0 | 49.981 | 28.539
M28-010-008 | Sub,Extension,CPVC,1/2"FPT,BothEnd,3/4"MPT,36"Length | 0 | 0 | 7.141 | 3.594
00071194V-110 | Sub,Cut,Barium,11.94mm(.470") x 112mm(4.29")3.6mmX.700Refil | 0 | 0 | 0.053 | 0
7592A5NA-VD | Sub,pH,SJ,VD,12x090mm Length,1Wick | 0 | 0 | 0.09 | 0.186
00070419-083 | Sub,Cut,Barium, 4.19mm (.165") x 083mm (3.267") Length | 0 | 0 | 0.008 | 0
315240ND | Sub,0.015" Silver Wire,240mm Length,AgCl Dip | 0 | 0 | 0.629 | 0.161
00070119-427 | Sub,Cut,Barium, 11.9mm (.469") x 435mm (16.811") Length | 0 | 0 | 0.143 | 0
00070368-447 | Sub,Cut,Barium, 3.68mm (.145") x 447mm (17.5984") Length | 0 | 0 | 0.024 | 0
00070241-395 | Sub,Cut,Barium, 2.41mm (.095") x 395mm (15.551") Length | 0 | 0 | 0.009 | 0
00070241-092 | Sub,Cut,Barium, 2.41mm (.095") x 092mm (3.622") Length | 0 | 0 | 0.002 | 0
00070368-122 | Sub,Cut,Barium, 3.68mm (.145") x 122mm (4.80") Length | 0 | 0 | 0.007 | 0
00070241-200 | Sub,Cut,Barium, 2.41mm (.095") x 200mm (7.874") Length | 0 | 0 | 0.005 | 0
00070368-247 | Sub,Cut,Barium, 3.68mm (.145") x 247mm (9.724") Length | 0 | 0 | 0.01 | 0
00070368-297 | Sub,Cut,Barium, 3.68mm (.145") x 297mm (11.692") Length | 0 | 0 | 0.017 | 0
00071194-327 | Sub,Cut,Barium, 11.94mm (.470") x 327mm (12.874")Length | 0 | 0 | 0.16 | 0
00070241-295 | Sub,Cut,Barium, 2.41mm (.095") x 295mm (11.6142") Length | 0 | 0 | 0.003 | 0
00070419-347 | Sub,Cut,Barium, 4.19mm (.165") x 347mm (13.6614") Length | 0 | 0 | 0.029 | 0
M4-Z53673200173 | Assembly,LiveTap,Titanium/Kalrez,36"TubeLength,BV,SEE NOTES | 0 | 6296.95 | 770.59 | 0
00070119-118 | Sub,Cut,Barium, 11.9mm (.469") x 118mm (4.64567") Length | 230 | 0 | 0.04 | 0.036
00070368-138 | Sub,Cut,Barium, 3.68mm (.145") x 138mm (5.433") Length | 0 | 0 | 0.005 | 0
00070597-013 | Sub,Cut,Barium, 5.97mm (.235") x 013mm (0.511") Length | 0 | 0 | 0.002 | 0.001
M02-004-062 | Sub,Cap,Delrin,For TP511 | 0 | 0 | 0 | 0
M02-020-028 | Sub,Cap,Ultem , 3/4" MPT., 2-O-rings, flat wrench, for S7 | 0 | 0 | 0 | 0
M02-020-029 | Sub,Cap,Ultem , 2-O-rings, large cap | 0 | 0 | 0 | 0
M02-020-030 | Sub,Cap,Ultem , 1/2" MPT., 2-O-rings, flat wrench, for S7 | 0 | 0 | 0 | 0
M02-004-063 | Sub,Cap,Delrin, Thread, Straigth Knurl, for YOKOGAWA | 138 | 0 | 0 | 0
M09-044-001 | Sub,Insert, Brass, for Yokogawa connector | 1 | 0 | 0.787 | 0.118
M02-004-064 | Sub,Cap, Delrin, Spinning , S7, for NH3 | 0 | 0 | 0 | 0
M02-020-031 | Sub,Cap,Ultem , 2-O-rings, long cap | 0 | 0 | 0 | 0
M02-020-032 | Sub,Cap,Ultem , 2-O-rings, for S7 | 0 | 0 | 0 | 0
M02-020-033 | Sub,Cap,Ultem , 2-O-rings, slot one side for S7 | 0 | 0 | 0 | 0
M02-004-065 | Sub,Cap,Delrin,For VP connector | 0 | 0 | 0 | 0
77020780 | Raw,Connector,Female Receptical for Banana Plug,Panel Mount | 290 | 0 | 0.31 | 0.31
00020016 | Raw,Barstock,Brass Rod 1/16"OD (.0625"OD) | 19 | 0 | 0.85 | 0.85
00070241-230 | Sub,Cut,Barium, 2.41mm (.095") x 230mm (9.055") Length | 0 | 0 | 0.007 | 0
00070419-335 | Sub,Cut,Barium, 4.19mm (.165") x 335mm (13.189") Length | 0 | 0 | 0.029 | 0
00070597-003 | Sub,Cut,Barium, 5.97mm (.235") x 003mm (0.11811") Length | 0 | 0 | 0 | 0
957NDDN-130 | Sub,SJ,ThickWall,0.04"Ceramic2Wick33380040F,PlatB.12mmx130mm | 3 | 0 | 22.511 | 10.107 | Lab-Ovh
77020030 | Raw,Connector,Micro Jack Socket Gold Plated for J&G | 60 | 0 | 2.2156 | 2.2156
M18-011-002 | Sub,Adapter,PVC,Grey,1"NPT,#1011043 | 0 | 0 | 0.828 | 0.97
00070241-197 | Sub,Cut,Barium, 2.41mm (.095") x 197mm (7.755") Length | 0 | 0 | 0.003 | 0
1P2-15 | PNS,Solution, pH inner fill, -15 to -20mV at 7 pH. | 0 | 0 | 0 | 0
ISTEK-356 | Elec,pH,XVD,DJ,Ryton Cap,SPR,No TC,12x110mm,#V-0000-20B | 0 | 0 | 14.703 | 5.441
V-510B-F6 | Elec,pH,XVD,DJ,1"MNPT Kynar,Annular Junct,100 ohm,PT SolG | 5 | 495.53 | 91.844 | 84.83 | PROX Lab
JAF-052 | Solu,Reference Fill Solu,0.1M(NH4)2SO4,#R001044 | 0 | 0 | 1.482 | 1.016
JAF-053 | Solu,Reference Fill,0.1M NaCl, 125mL,#R001043 | 0 | 0 | 1.482 | 0
JAF-054 | Solu,Reference,Sodium,0.1M NH4Cl, 125mL,#R001041 | 0 | 0 | 1.482 | 0
M03-020-006 | Sub,Connector,Ultem,Spinning,Drill 2 holes,S7Connector,Oxyge | 47 | 0 | 1.666 | 1.461
M09-005-012 | Sub,Insert, PEEK, K=0.1 For C621, C527 | 68 | 0 | 4.507 | 4.5167 | Lab-Ovh
TSV-320B-25BH | Elec,pH,MKIA,X-VD,DJ,SPR,PT100,CPVC/Viton,3/4" Top Thread | 1 | 240.98 | 85.632 | 84.678 | Lab-Ovh
M38-003-003 | Sub,Flange, 316 S.S., 2" #150, 1" FNPT.,Raise Face | 1 | 0 | 166.478 | 40.15
315100NN | Sub,0.015" Silver Wire,100mm Length | 0 | 0 | 0.466 | 0.067
315080NN | Sub,0.015" Silver Wire,080mm Length | 0 | 0 | 0.466 | 0.053
M02-003-013 | Sub,Cap,SS 316,For ECI-045 Housing | 116 | 0 | 4.879 | 4.791 | Lab-Ovh
M02-020-034 | Sub,Cap,Ultem,For K9 Connector | 141 | 0 | 3.241 | 1.02
M07-003-054 | Sub,Tube,316 SS,For MK7S 1507202-27 | 0 | 0 | 64.552 | 46.65
SI1G4L1A-120-BF | Sub,Stem,pH,BF,120mm Length | 0 | 0 | 0.011 | 0.009
GATESCI-001 | Sub,pH,X1,Half-Cell,4mm x 15mm, Filled and Sealed | 0 | 26.75 | 0.309 | 0.071
GATESCI-002 | Sub,Ref,Half-Cell,4mm x 15mm, Filled and Sealed | 0 | 0 | 1.686 | 0.267
IMDEX-001 | Elec,Potassium,DJ,12X110mm,Blue Epoxy body,#K001505-003B | 0 | 0 | 26.607 | 0
IMDEX-002 | Elec,Magnesium,DJ,12X110mm,Blue Epoxy body,#MG21505-003B | 0 | 0 | 129.389 | 94.942
IMDEX-003 | Elec,Calcium,DJ,12mmX110mm,Blue Epoxy Body,#CAL1505-003B | 0 | 0 | 20.835 | 0
IMDEX-004 | Elec,Chloride,DJ,12mmX110mm,Blue Epoxy Body,#CL01505-003B | 0 | 0 | 22.044 | 0
ELH-140 | Elec,pH,XVD,SJ,12mmX115mm,Sealed Reference,#PH7V110-3B | 40 | 47.12 | 15.59 | 5.561 | Lab-Ovh
00070012-120 | Sub,Cut,Pyrex 12mm x 1.2mm wall(half case), 113mm(4.724")L. | 0 | 0 | 0.072 | 0.061
M09-020-015 | Sub,Insert,Black Ultem, for Platinum Band, SZ2055 | 24 | 0 | 0.172 | 0.172 | Lab-Ovh
00071194-091 | Sub,Cut,Barium, 11.94mm (.470") x 091mm (3.542") Length | 0 | 0 | 0.048 | 0
M01-010-069 | Sub,Housing, CPVC, Teflon Junction 4 Hole Guard | 0 | 0 | 0 | 0
TSV-A120B-10H | Elec,pH,DJ,XVF,3/4"NPTRyton,Teflon Tuff Tip,PT SolGrnd,PT100 | 0 | 0 | 50.529 | 0
7793ATY-140-5 | Sub,pH,DJ,5,12x140mm Length,Double Refill | 0 | 0 | 0.089 | 0.037
1961020THSK | Holder,Lock & Load,Kynar,F/PG13.5 for 225mm Elec,Simriz | 0 | 0 | 236.009 | 92.314
05296309 | Raw,Chem,Magnesium Ionophore VI | 10 | 0 | 85 | 85
1500469 | Raw,Flange,Titanium,1-1/2", 150# Raised Face Blind | 80 | 0 | 190 | 190
22130042 | Raw,Foam Sheet,Closed Cell Brown Sponge,.125"Thkx36Wide | 6 | 0 | 77.268 | 77.268
44000402 | MRO,Label, Zebra Printer Label 4'' x 2'' for Inventory Shelf | 4020 | 0 | 0.0774 | 0.07735
M09-033-001 | Sub,Insert,Teflon with Glass Fill,Cond. K=1.0 for A261000P | 33 | 0 | 3.21 | 3.23
M11-010-016 | Sub,Nipple,CPVC 3/4" MPT,2 Flat Wrench,6" length | 87 | 0 | 3.619 | 1.29 | Lab-Ovh
M01-004-030 | Sub,Housing, Delrin, No T.C Hole, Oxygen 023IP17S | 35 | 0 | 10.416 | 1.613 | Lab-Ovh
M01-027-005 | Sub,Housing,PVC Black,14 TPI., for 63-0012 | 0 | 0 | 0.589 | 0
M05-011-003 | Sub,Cap Plug,Insert Cap Plug PVC,For Lock & Load | 63 | 0 | 0.323 | 0.181
M05-020-001 | Sub,Cap plug,Ultem, for banana connector, 1901402-FUB | 357 | 0 | 0.091 | 0.071
M10-001-004 | Sub,Nut, Kynar, Hex., 12 TPI For Fitting 1607400 | 21 | 0 | 22.897 | 22.897 | Lab-Ovh
00070368-057 | Sub,Cut,Barium, 3.68mm (.145") x 057mm (2.244") Length | 0 | 0 | 0.002 | 0
M19-019-004 | Sub,Sheath, Titanium, 43" Length, 1-1/4"O.D For M4 | 0 | 0 | 72.526 | 0
M07-003-055 | Sub,Tube,316 SS, 3/8"MPT. for KVL-292-26 | 5 | 0 | 63.297 | 45.972
55310013G2.5V20 | Temp,TC,6x110mm,Epoxy,30K TC,#5531001-003G2.5V20 | 0 | 0 | 0 | 0
V-40KE-10H-76 | Elec,pH,X-VD,DJ,3/4"MNPT Black Kynar,Simriz SZ485,PT1K | 0 | 0 | 75.712 | 45.921
M09-005-013 | Sub,Insert,PEEK,S.C.,Tuff Tip,Teflon Junction,0.235"& 0.202" | 0 | 0 | 16.055 | 12.756
KVL-1220 | Elec,Ref,DJ,12x130mm,Tef Jun.,Refill,Epxy Body,3'D,Special | 0 | 0 | 0 | 0
PHT-020B | Elec,pH,X-V,DJ,3/4"MPT CPVC,Ceramic Tuff Tip,#V-BV100-20B | 5 | 88.79 | 29.467 | 29.467 | PROX Lab
PCE-810-EX1003 | Acce,Cable,RG174 L/N,SN6 to BNC,#2010662-10B | 0 | 30.4 | 12.375 | 11.039 | Lab-Ovh
22172111-BR | Raw,O-Ring,Viton 75, 2-111, Brown Color | 2085 | 0 | 0.073 | 0.073
M11-005-001 | Sub,Nipple,Natural Peek, 3/4" MPT., 5" Length (short Hex) | 0 | 0 | 34.891 | 32.412
C32-003-UA | Sub,Cable,UA,C32,3 Feet,4mm Banana:77020781,Cable:99030045 | 0 | 0 | 2.358 | 0
7540AAV-VKT | Sub,pH,SJ,VKT,12x120mm Length, Refill Hole | 20 | 0 | 0.091 | 0.091
00071194-117-V | Sub,Cut,Barium, 11.94mm (.470") x 117mm (4.606")3.6mmX.700RH | 0 | 0 | 0.06 | 0
00070953-013 | Sub,Cut,Barium, 9.53mm (.375") x 013mm (0.511") Length | 0 | 0 | 0.017 | 0
M10-003-018 | Sub,Nut,Knurl,SS 316,10 TPI., for 15L0143 | 0 | 0 | 6.573 | 0
M18-003-007 | Sub,Adapter,SS 316,1" MPT. x 10 TPI.,Twist-Lock, 15L0143 | 0 | 0 | 13.391 | 0
M10-018-001 | Sub,Nut,Knurl,HAST-C,10 TPI., for 1HL0143 | 0 | 0 | 104.895 | 0
00070711-017 | Sub,Cut,Barium, 7.11mm (.280") x 017mm (.700") Length | 0 | 0 | 0.002 | 0
M18-018-002 | Sub,Adapter,HAST-C,1" MPT. x 10 TPI.,Twist-Lock, 1HL0143 | 0 | 0 | 307.07 | 0
M06-022-001 | Sub,Fitting, Kynar, 1/2" MPT. O-ring 2-111, for 1600705 | 0 | 0 | 9.79 | 0
M14-022-001 | Sub,Guard,Kynar,5/8"OD.x 1.800" L.,4 Holes,2-O-ring,1600096 | 0 | 0 | 2.371 | 0
00070368-063 | Sub,Cut,Barium, 3.68mm (.145") x 063mm (2.510") Length | 0 | 0 | 0.002 | 0
C2-050-WM | Sub,Cable,WM,C2,50 Feet,See Note | 0 | 0 | 32.143 | 0
KVL-430 | Elec,pH,XVF,DJ,3/4"MPT PEEK,PT100,SolGrnd,LTJ,10' Hanked | 0 | 0 | 68.535 | 45.38
2759A5NW | Sub,pH,ORP,DJ,Wick PT band, PT Disk | 0 | 0 | 37.474 | 37.474 | Lab-Ovh
M05-010-017 | Sub,Cap Plug,CPVC,Conductivity for 1/4" CPVC Tee | 372 | 0 | 0.083 | 0.049
00070419-220 | Sub,Cut,Barium, 4.19mm (.165") x 220mm (8.66") Length | 0 | 0 | 0.017 | 0
GKVL-335 | Sub,pH,DJ,X5D,450mm"A"length,PT100,625mm Length,Refill Hole | 0 | 792.46 | 98.514 | 98.514 | Lab-Ovh
00071194-015 | Sub,Cut,Barium, 11.94mm (.470") x 015mm (0.590") Length | 0 | 0 | 0.009 | 0
00071524-020 | Sub,Cut,Barium.600"(15.24mm)x030mm(.787")Length 1.143mmWal | 0 | 0 | 0.009 | 0
00070014-120 | Sub,Cut,AR Schott Glass,32mm OD x 1.2mm Wall x 120mm Length | 0 | 0 | 0.838 | 0
C2-050-UL | Sub,Cable,UL,C2,50 Feet,See Note | 0 | 0 | 34.83 | 0
COLE-391 | Elec,pH,BD,SJ,Disposable Sumbersible,PT100,#3983501-020BGV12 | 2 | 158.92 | 109.942 | 60.532 | PROX Lab
CYCLOPS-226 | Elec,pH,LPH,DJ,TuffTip,CPVCCartridge,WalchemRp,#192L705S-DL | 0 | 0 | 0 | 0
ISTEK-357 | Elec,pH,DJ,XVF,3/4"MPT Ryton,PT1000,TuffTip,#V-AV10E-20BRCA | 1 | 128.72 | 30.981 | 14.863
ISTEK-358 | Elec,pH,XVD,DJ,12x115mm,Frit,FixedGrd,RFV,#V-7000-15T,NOTES | 32 | 35.99 | 11.222 | 5.188
M07-010-022 | Sub,Tube,CPVC,Tube Spacer,1807800-19.562 | 6 | 0 | 2.922 | 2.282
RP45R70SAS7120 | Elec,Plat,Glass,12X120mm,Refill,Side Arm | 0 | 0 | 0 | 0
M07-018-007 | Sub,Tube, HAST-C, For MKX-Grace-02, 26.375" L. | 3 | 0 | 234.409 | 109.831
00070787-120 | Sub,Cut,Barium, 7.87mm (.310") x 120mm (4.72") Length | 0 | 0 | 0.013 | 0
AREF116M-120 | Sub,Mono,Reference,Wick 33380080,8.25mmx120mm Length | 58 | 0 | 0.003 | 0.006
M07-032-001 | Sub,Tube,Black PVC, with 2 guards for 00331-W4 | 0 | 0 | 0.811 | 0.73085
C2-034-WM | Sub,Cable,WM,C2,34 Feet,See Note | 0 | 0 | 22.671 | 0
00070419-095 | Sub,Cut Tube,Barium Glass,.165" x 095mm Length (3.81") | 0 | 0 | 0.008 | 0
SI1R1V2A-055-VD | Sub,Stem,pH,DJ,VF,055mm Length | 0 | 0 | 1.773 | 0 | Lab-Ovh
M28-010-009 | Sub,Extension,CPVC,3/4"FMPT.x 1"-14 TPI., 3.670" L.,3921060P | 18 | 0 | 12.652 | 3.311 | Lab-Ovh
M14-010-003 | Sub,Guard,CPVC,4 Slot guards,1"-14 TPI.,2 O-rings, 3921060P | 18 | 0 | 22.085 | 3.505 | Lab-Ovh
M06-012-002 | Sub,Fitting,Nylon,1/2"MPT,0.625 DrillBody&Cap,M000009-D | 7 | 0 | 2.52 | 2.52
C20-025-WS | Sub,Cable,WS,C20,25 Feet,See Note | 0 | 0 | 18.152 | 0
C29-025-WS | Sub,Cable,WS,C29,25 Feet,See Note | 0 | 0 | 4.039 | 0
95552216 | Raw,O-Ring,Kalrez 2-216,compound 6375 | 5 | 0 | 57.28 | 57.28
05290170 | Raw,Chem,Potassium Chloride,Granular,for Inner Fill Dept | 0 | 0 | 0.24 | 0.24
SI1J1V1C-110-1 | Sub,Stem,pH,GX-1,110mm Length | 0 | 0 | 0.009 | 0.006
SI1E1V1C-140-5 | Sub,Stem,pH,5,140mm Length | 0 | 0 | 0.797 | 0.76
M09-010-056 | Sub,Insert,CPVC, 9.000" Length For Lock & Load (1921020) | 12 | 0 | 11.271 | 10.154
7906420-20H | Elec,Plat,DJ,12x80mm,SPR,Glass Body,Sealed | 0 | 0 | 37.013 | 10.92
M09-011-010 | Sub,Insert,PVC,For ISE,Glass 0.202" OD (LPH) | 0 | 0 | 0.284 | 0
510037NN | Sub,PT. wire, 037mm Length, No dip | 0 | 0 | 7.848 | 0
310153NN | Sub,Ag Wire,.01" Diameter,153mm Length,No Dip | 0 | 0 | 0.203 | 0
KVL-292-26 | Elec,Custom316SS Ins Assy,100ohm,36"L,Kynar Tip,26"Insertion | 0 | 1441.1 | 80.459 | 53.195
C32-034-BC | Sub,Cable,BB,C32,34 feet,See Note | 0 | 0 | 9.216 | 9.121 | Lab-Ovh
C2-010-VJ | Sub,Cable,VJ,C2,10 Feet,See Note | 0 | 0 | 12.444 | 0
C2-010-QA | Sub,Cable,QA,C2,10 Feet,See Note | 0 | 0 | 6.739 | 0
M09-009-011 | Sub,Insert,Teflon,with o-ring groove for modified T/L housin | 0 | 0 | 6.019 | 0 | Lab-Ovh
M01-010-070 | Sub,Housing,CPVC,Ceramic Junction .202,Tuff Tip,with Knurl | 0 | 0 | 1.355 | 0.08
C19B114K-10H-83 | Elec,Cond,0.01 Const,316SS/TFE,TC 100 ohm,T/L,83mm out of hs | 0 | 546.07 | 72.754 | 73.259 | PROX Lab
00070508-095 | Sub,Cut,Barium, 5.08mm (.202") x 095mm (3.700")Length | 0 | 0 | 0.007 | 0
C13-025-HA | Sub,Cable,HA,C13,25 Feet,Connector:77280014,Cable:99030241 | 0 | 0 | 22.24 | 22.24
M09-001-014 | Sub,Insert,Black Kynar,3 O-Ring, for removable guard | 0 | 0 | 3.358 | 2.564
M13-010-002 | Sub,Flow Cell,CPVC, Tee 1"FMPT., Reducer 1"MPT. x 3/4"FMPT. | 0 | 0 | 22.14 | 22.14
C32-003-KG | Sub,Cable,KG,C32,3 Feet,See Note | 0 | 0 | 11.244 | 0
M07-005-004 | Sub,Tube,PEEK,Tube Spacer,26" Length, 1P07800-26 | 0 | 0 | 81.979 | 52.1533
M07-003-056 | Sub,Tube,316 SS,For MK7Z,3000712Z-32 | 0 | 0 | 61.862 | 26.9275
M18-010-005 | Sub,Adapter,CPVC for DESIGN-021 | 31 | 0 | 1.447 | 1.447
00070597-104 | Sub,Cut,Barium, 5.97mm (.235") x 104mm (4.134") Length | 0 | 0 | 0.013 | 0
00070419-012 | Sub,Cut,Barium, 4.19mm (.165") x 12mm (4.40") Length | 0 | 0 | 0.008 | 0
C32-010-TA | Sub,Cable,TA,C32,10 Feet,See Note | 0 | 0 | 2.934 | 0
00070597-126 | Sub,Cut,Barium, 5.97mm (.235") x 126mm (5.118") Length | 0 | 0 | 1.825 | 0
00070119-140 | Sub,Cut,Barium, 11.9mm (.469") x 140mm (5.51181") Length | 0 | 0 | 0.048 | 0
7594A5NAV-130-2 | Sub,pH,SJ,VD,12x130mm Length,1Wick,VLPC,3.6mmID,.700"Distanc | 0 | 0 | 0.141 | 0.087
00071194V-130 | Sub,Cut,Barium, 11.94mm (.470") x 130mm (5.19")3.6mmX.700RH | 0 | 0 | 0.06 | 0
00070241-063 | Sub,Cut,Barium, 2.41mm (.095") x 063mm (2.48") Length | 0 | 0 | 0 | 0
C18-035-TC | Sub,Cable,TC,C18,35 Feet,Strip and Tin,Cable:99030131 | 0 | 0 | 14.58 | 0
M10-001-006 | Sub,Nut, Kynar, 12 TPI. for Tank Mount, 1600506 | 0 | 0 | 73.795 | 0 | Lab-Ovh
00112250B | Raw,Barstock,Kynar Black 2-1/4"dia | 8 | 0 | 111.21 | 111.21
M06-001-005 | Sub,Fitting, Kynar Black,12 TPI. x 1-1/4" MPT.,for 1600506 | 0 | 0 | 81.224 | 0 | Lab-Ovh
M28-001-006 | Sub,Extension,Kynar,3/4"FPT. x 1-5/16 TPI., for 1600623 | 0 | 0 | 12.187 | 0
M01-001-148 | Sub,Housing,Black Kynar,PG 13.5 Thread,2 slot guards,1600623 | 0 | 0 | 12.187 | 0
M10-001-007 | Sub,Nut, Kynar, 1-5/16-14 TPI. Med. Knurl, for 1600623 | 0 | 0 | 4.594 | 0
M31-001-002 | Sub,Ring, Black Kynar, Splited For 1600623 | 0 | 0 | 0.855 | 0
M01-001-149 | Sub,Housing,Black Kynar,3/4-20 TPI.,4 slot guards, 5993-77 | 3 | 0 | 10.242 | 10.242
M31-001-003 | Sub,Ring, Black Kynar, Splited (use M12-001-003) | 0 | 0 | 0.309 | 0
M01-003-030 | Sub,Housing, SS 316,4 Slot GuardS, For 1051013 | 0 | 0 | 11.37 | 0
M23-003-002 | Sub,Sensor Holder,SS 316,1/2"MPT W/Guard,Brass nut,completed | 0 | 0 | 21.293 | 0
00050414-120 | Sub,Cut,Tubing, Epoxy Black, .476"OD x .414"ID 120mm length | 0 | 0 | 1.806 | 0
M18-003-008 | Sub,Adapter,SS 316,1" MPT., TBI. Twist-Lock, 1051044 | 0 | 0 | 14.872 | 7.139
M01-032-032 | Sub,Housing,Black Epoxy Tube,0.255"x197mm(0.201"ID.),4 Guard | 0 | 0 | 2.307 | 0
SP11T6S | Elec,pH,XVF,DJ,12mmx110mm,Tuff-Tip,PT1K,#573V734-20BUV10 | 0 | 0 | 0 | 0
C63-025-TC | Sub,Cable,TC,C63,25 Feet,Strip and Tin,Cable:99031008 | 0 | 0 | 31.151 | 39.068
C13-040-HA | Sub,Cable,HA,C13,40 Feet,Connector:77280014,Cable:99030241 | 0 | 0 | 0.166 | 0
M01-010-071 | Sub,Housing, CPVC, 18 TPI. For CPVC pin T.C. (ELM-101) | 0 | 0 | 1.815 | 1.18
M17-010-002 | Sub,Pin,CPVC,.600"OD step down to.250"x .850"L. for(ELM-101) | 12 | 0 | 1.984 | 0.151 | Lab-Ovh
7594A5NDN-120 | Sub,pH,1Wick,SJ,12x120mm Length | 0 | 0 | 15.532 | 0
C13-X18-WK | Sub,Cable,WK,C13,18 Inches,See Note | 0 | 0 | 2.128 | 0
7594DA-VD | Sub,pH/ORP,VD,12x120mm Length,ThickWall | 0 | 0 | 0.05 | 0
00070119-130 | Sub,Cut,Barium, 11.9mm (.469") x 130mm (4.26") Length | 0 | 0 | 0.05 | 0
C2-010-WC | Sub,Cable,WC,C2,10 feet, See Note | 0 | 0 | 9.635 | 8.642 | Lab-Ovh
C13-016-UN | Sub,Cable,UN,C13,16 Feet,See Note | 0 | 0 | 15.76 | 13.212
SI1L1V1A-095-VD | Sub,Stem,pH,VD,095mm Length | 0 | 0 | 0.011 | 0
M02-020-035 | Sub,Cap,Black Ultem , I.D. 0.100" For ISE1522 | 194 | 0 | 0.066 | 0.066
M02-020-036 | Sub,Cap,Black Ultem with 36 TPI. for ISE1522 | 27 | 0 | 0.495 | 0.495
M02-020-037 | Sub,Cap,Black Ultem , I.D. 0.200" For ISE1522 | 572 | 0 | 0.066 | 0.059
C13-012-QA | Sub,Cable,QA,C13,12 Feet,See Note | 10 | 0 | 12.605 | 12.605
00070635-120 | Sub,Cut,Barium, 6.35mm (.250") x 120mm (4.72") Length | 0 | 0 | 0.011 | 0
C24-003-DC | Sub,Cable,DC,C24,3 Feet,See Note | 0 | 0 | 6.693 | 0
C29-003-WB | Sub,Cable,WB,C29,3 Feet,See Note | 0 | 0 | 4.292 | 0
M09-011-011 | Sub,Insert,PVC, 9.000" Length For Lock & Load (1911020) | 39 | 0 | 4.995 | 2.82
00070419-051 | Sub,Cut,Barium, 4.19mm (.165") x 51mm (2") Length | 0 | 0 | 0.002 | 0
310051NN | Sub,Ag Wire,.01" Diameter,51mm Length,No Dip | 0 | 0 | 0.203 | 0
C2-013-TC | Sub,Cable,TC,C2,13 Feet,Strip and Tin,Cable:99030517 | 0 | 0 | 8.407 | 0
C32-003-TC | Sub,Cable,TC,C32,3 Feet,Strip and Tin,Cable:99030045 | 0 | 0 | 1.074 | 1.102 | Lab-Ovh
C32-010-UF | Sub,Cable,UF,C32,10 Feet,See Note | 0 | 0 | 3.253 | 2.786
00050036-310 | Sub,Cut,Tubing,Epoxy clear .580" OD x .450" ID, 310 Length | 0 | 0 | 4.685 | 0
C29-030-WV | Sub,Cable,WV,C29,30 Feet,See Note | 0 | 0 | 20.927 | 0
M18-001-006 | Sub,Adapter,Black Kynar,3/4"MPT For T/L Electrode,1600142G | 0 | 0 | 26.059 | 18.273
V-510B-20H | Elec,pH,X-VD,DJ,1"MNPT Kynar,Annular Junct,100 ohm,PT SolG | 0 | 390 | 61.643 | 17.124 | PROX Lab
D-P715PIK320VPI | Elec,Oxygen,Polarographic,12MM SS,PG13.5 Fitting,22K Thermis | 0 | 0 | 0 | 0
D-P015PIH070VPI | Elec,Polarographic,25mm Stocket Flange,35-65nA,22K NTC,SS | 0 | 0 | 155.482 | 67.269
AREFA6-028 | Sub,Mono,Reference,AgCI, 028mm Length | 10 | 0 | 1.114 | 1.114
WJF-198 | Elec,pH,TB551,XVSD,DJ,SPR,3Kohm,Kynar/Viton,LCJ,Tuff Tip | 0 | 0 | 59.36 | 0
M01-001-150 | Sub,Housing,Black Kynar,MK1A, 1/2" FPT x 3/4"MPT., 24"L. | 0 | 0 | 39.109 | 0 | Lab-Ovh
M01-001-151 | Sub,Housing,BlackKynar,MK1A,RemovableGrd,3/4"MPT,160002RG-24 | 0 | 0 | 63.64 | 0 | Lab-Ovh
C32-025-BC | Sub,Cable,BC,C32,25 Feet,See Note | 5 | 0 | 7.019 | 4.78
77180200 | Raw,Connector S8 Plug,Blue Color | 207 | 0 | 4.3 | 4.3
C32-016-BC | Sub,Cable,BC,C32,16 Feet,See Note | 0 | 0 | 4.821 | 0
V-700L-10BRCA | Elec,pH,X-VD,DJ,12x115mm,Epoxy,10K Ther,BNC/RCA,SealeD | 2 | 0 | 20.418 | 10.176
M38-019-002 | Sub,Flange, Titanium, 1-1/2" #150,Raise Face for Weld | 0 | 0 | 210.9 | 0
M09-019-004 | Sub,Insert,Titanium for Flange 1-1/2" 150#Weld to Ball Valve | 0 | 0 | 4.618 | 0
SI1L1V1B-110-BD | Sub,Stem,pH,BD,110mm Length | 20 | 0 | 0.014 | 0.006
00070508-120 | Sub,Cut,Barium, 5.08mm (.202") x 120mm (4.76") Length | 0 | 0 | 0.01 | 0
00070508-060 | Sub,Cut,Barium, 5.08mm (.202") x 060mm (2.36") Length | 0 | 0 | 0.004 | 0
00070508-160 | Sub,Cut,Barium, 5.08mm (.202") x 160mm (6.299") Length | 0 | 0 | 0.011 | 0
00070083-025 | Sub,Cut,Barium, 8.3mm (.325") x 025mm (.984") Length | 0 | 0 | 0.003 | 0
00070508-150 | Sub,Cut,Barium, 5.08mm (.202") x 150mm (5.9") Length | 0 | 0 | 0.007 | 0
00070083-185 | Sub,Cut,Barium, 8.3mm (.325") x 180mm (7.28") Length | 0 | 0 | 0.022 | 0
00070083-090 | Sub,Cut,Barium, 8.3mm (.325") x 095mm (3.54") Length | 0 | 0 | 0.011 | 0
00070419-160 | Sub,Cut,Barium, 4.19mm (.165") x 160mm (6.299") Length | 0 | 0 | 0.013 | 0
M01-005-015 | Sub,Housing, Nature Peek, TFE Jct .235-.202, Tuff Tip | 0 | 0 | 41.862 | 2.7089
00070508-080 | Sub,Cut,Barium, 5.08mm (.202") x 080mm (3.14") Length | 0 | 0 | 0.012 | 0
00070368-055 | Sub,Cut,Barium, 3.68mm (.145") x 055mm (2.16") Length | 0 | 0 | 0.002 | 0
00070508-116 | Sub,Cut,Barium, 5.08mm (.202") x 116mm (4.566") Length | 0 | 0 | 0.009 | 0
00070368-175 | Sub,Cut,Barium, 3.68mm (.145") x 175mm (6.88") Length | 0 | 0 | 0.007 | 0
00071194-140 | Sub,Cut,Barium, 11.94mm (.470") x 140m (5.5") Length | 0 | 0 | 0.069 | 0
00070368-050 | Sub,Cut,Barium, 3.68mm (.145") x 050mm (2.16") Length | 0 | 0 | 0.002 | 0
00070032-050 | Sub,Cut,Barium,3.2mm (.125") x 050mm (2.480") Length | 0 | 0 | 0.002 | 0
00070419-120 | Sub,Cut,Barium, 4.19mm (.165") x 120mm (4.76") Length | 0 | 0 | 0.01 | 0
00070241-245 | Sub,Cut,Barium, 2.41mm (.095") x 245mm (9.64") Length | 0 | 0 | 0.007 | 0
00070419-070 | Sub,Cut,Barium, 4.19mm (.165") x 070mm (0.393") Length | 0 | 0 | 0.006 | 0
00070508-135 | Sub,Cut,Barium, 5.08mm (.202") x 135mm (0.511") Length | 0 | 0 | 0.011 | 0
00070419-058 | Sub,Cut,Barium, 4.19mm (.165") x 058mm (1.377") Length | 0 | 0 | 0.006 | 0
00070419-113 | Sub,Cut,Barium, 4.19mm (.165") x 113mm (0.1968") Length | 0 | 0 | 0.01 | 0
00070635-105 | Sub,Cut,Barium, 6.35mm (.250") x,105mm (5.984") Length | 0 | 0 | 0.01 | 0
00071194-170 | Sub,Cut,Barium, 11.94mm (.470") x 170mm (6.69") Length | 0 | 0 | 0.083 | 0
00070241-152 | Sub,Cut Tube, Barium Glass, .095" x 152mm Length | 0 | 0 | 0.003 | 0
00071194-125 | Sub,Cut,Barium, 11.94mm (.470") x 125mm (4.960") Length | 0 | 0 | 0.062 | 0
00071194-140-V | Sub,Cut,Barium, 11.94mm (.470") x 140mm (5.5")3.6mmX.700RH | 0 | 0 | 0.069 | 0
00070241-065 | Sub,Cut,Barium, 2.41mm (.095") x 065mm (2.55") Length | 0 | 0 | 0.001 | 0
00070368-210 | Sub,Cut,Barium, 3.68mm (.145") x 210mm (8.26") Length | 0 | 0 | 0.008 | 0
00070508-090 | Sub,Cut,Barium, 5.08mm (.202") x 090mm (3.54") Length | 0 | 0 | 0.007 | 0
00070597-078 | Sub,Cut,Barium, 5.97mm (.235") x 078mm (3.033") Length | 0 | 0 | 0.009 | 0.005
00070597-085 | Sub,Cut,Barium, 5.97mm (.235") x 086mm (3.380") Length | 0 | 0 | 0.011 | 0.006
00070787-065 | Sub,Cut,Barium, 7.87mm (.310") x 065mm (2.521") Length | 0 | 0 | 0.008 | 0
00070070-070 | Sub,Cut,Pyrex,.074"ODx.053"ID x 070mm Length, (2.755") | 0 | 0 | 0.249 | 0
M13-001-001 | Sub,Flow Cell,Kynar,1/2"FNPT. x 3/4"FNPT. for KVL-339 | 2 | 0 | 128.433 | 128.433
M35-011-001 | Sub,Back Plate,PVC, 14"H. x 12"W. x 1/4" thick for KVL-339 | 2 | 0 | 10.545 | 10.545
M39-059-001 | Sub,Cover,Plexiglass, 4-1/2" O.D. x 1/2" thick for KVL-339 | 3 | 0 | 8.325 | 8.325
00117412 | Raw,Barstock,Kynar 4-1/2"Dia,Black Color | 0 | 0 | 462.82 | 462.82
00221214 | Raw,PVC Sheet (Plate),12" x 14" x 1/4"Thick | 0 | 0 | 9.5 | 9.5
00415512 | Raw,Plexiglass Clear Sheet,5"x 5"x 1/2"Thick | 5 | 0 | 7.5 | 7.5
00071194-135 | Sub,Cut,Barium, 11.94mm (.470") x 135m (5.31") Length | 0 | 0 | 0.065 | 0
SZ1083.025 | Elec,pH,X2,SJ,12x75mm,Glass,#6773581-010B,SEE DRAWING | 0 | 0 | 0 | 0
0550061 | Raw,White Cable,Safety Cable for Mark 7 | 58.239 | 0 | 1.1 | 1.1
11259999 | MRO,Platinum/Rhodium Crucible,90%/10%,100ml,58mm Hx 54mm Dia | 2 | 0 | 4098 | 4098
M24-031-007 | Sub,Billet,Silver with dome, 6 Small Holes for Galvanic | 0 | 0 | 0 | 0
M24-031-008 | Sub,Billet,Silver with dome and flat top 6 Holes, or Oxygen | 0 | 0 | 21.48 | 7.056
00071194-013 | Sub,Cut,Barium, 11.94mm (.470") x 013mm (0.500") Length | 0 | 0 | 0.006 | 0
00071194-187 | Sub,Cut,Barium, 11.94mm (.470") x 187mm (7.36") Length | 0 | 0 | 0.06 | 0
11250100-013 | Wire,Platinum,.010"diameter,99.99%,annealed, 013mm Length | 0 | 0 | 0.698 | 0
00070292-101 | Sub,Cut,Barium, 2.92mm (.115") x 101m (3.391") Length | 0 | 0 | 0.003 | 0
00070419-025 | Sub,Cut,Barium, 4.19mm (.165") x 025mm (0.984") Length | 0 | 0 | 0.002 | 0
00070292-250 | Sub,Cut,Barium, 2.92mm (.115") x 250mm (9.84") Length | 0 | 0 | 0.009 | 0
M06-003-021 | Sub,Fitting, SS 316 Q-Fitting, 1""MPT., for 3/4"Tube | 6 | 0 | 232.618 | 200.624 | Lab-Ovh
00071194-023-V | Sub,Cut,Barium, 11.94mm (.470") x 023mm (0.913") Length.700R | 0 | 0 | 0.012 | 0
00070419-145 | Sub,Cut,Barium, 4.19mm (.165") x 145mm (5.70") Length | 0 | 0 | 0.011 | 0
00200750-NG | Raw,Barstock,PorousTeflon(PTFE).750"ODx11"L(50umX40%)NoGlass | 31 | 0 | 43 | 43
00070070-085 | Sub,Cut,Pyrex,.074"ODx.053"ID x 085mm Length, (3.346") | 0 | 0 | 0.302 | 0
00070508-115 | Sub,Cut,Barium, 5.08mm (.202") x 115mm (4.566") Length | 0 | 0 | 0.01 | 0
00070012-080 | Sub,Cut,Pyrex, 12mm (.470") x 080mm (3.14") Length | 0 | 0 | 0.048 | 0
00070584-030 | Sub,Cut,Barium, 5.84mm (.230") x ,030mm (1.18") Length | 0 | 0 | 0.003 | 0
00070032-102 | Sub,Cut,Barium,3.2mm (.125") x 102mm (4.094") Length | 0 | 0 | 0.004 | 0
00070419-250 | Sub,Cut,Barium, 4.19mm (.165") x 250mm (10.000") Length | 0 | 0 | 0.021 | 0
00070597-066 | Sub,Cut,Barium, 5.97mm (.235") x 066mm (2.55") Length | 0 | 0 | 0.008 | 0
00070597-089 | Sub,Cut,Barium, 5.97mm (.235") x 089mm (3.541") Length | 0 | 0 | 0.011 | 0
00070368-090 | Sub,Cut,Barium, 3.68mm (.145") x 090mm (3.937") Length | 0 | 0 | 0.003 | 0
00070241-085 | Sub,Cut,Barium, 2.41mm (.095") x 085mm (3.347") Length | 0 | 0 | 0.002 | 0
00070241-076 | Sub,Cut,Barium, 2.41mm (.095") x 076mm (2.992") Length | 0 | 0 | 0.001 | 0
00071194-079-V | Sub,Cut,Barium, 11.94mm (.470") x 079mm (3.110")Length Refil | 0 | 0 | 0.039 | 0
00070597-273 | Sub,Cut,Barium,5.97mm(.235") x 273mm (10.74") Length | 0 | 0 | 0.033 | 0
00070597-294 | Sub,Cut,Barium,5.97mm(.235") x 294mm (11.57") Length | 0 | 0 | 0.034 | 0
00070241-302 | Sub,Cut,Barium, 2.41mm (.095") x 302mm (11.88") Length | 0 | 0 | 0.008 | 0
SZ1193.068 | Elec,pH,GX-2,SJ,12x75mm,Epoxy,Blue,No Guard,NOTES | 4 | 23.61 | 10.132 | 3.357
00071194-092 | Sub,Cut,Barium, 11.94mm (.470") x 092mm (3.739") Length | 0 | 0 | 0.048 | 0
V-0PHB-F6IF | Elec,pH,X-VD,DJ,12x110mm,PT100,HP,RFL,PTSolGrnd,SPR,Wick | 1 | 0 | 36.325 | 30.485
00070597-062 | Sub,Cut,Barium, 5.97mm (.235") x 062mm (2.44") Length | 0 | 0 | 0.008 | 0
00071194-172 | Sub,Cut,Barium, 11.94mm (.470") x 170mm (6.69") Length | 0 | 0 | 0.087 | 0
00070419-288 | Sub,Cut,Barium, 4.19mm (.165") x 288mm (11.33") Length | 0 | 0 | 0.023 | 0
00070368-533 | Sub,Cut,Barium, 3.68mm (.145") x 533mm (20.98") Length | 0 | 0 | 0.02 | 0
00070119-019 | Sub,Cut,Barium, 11.9mm (.469") x 019mm (.748") Length | 0 | 0 | 0.007 | 0
00070119-412 | Sub,Cut,Barium, 11.9mm (.469") x 412mm (16.22") Length | 0 | 0 | 0.142 | 0
00071194-087-V | Sub,Cut,Barium, 11.94mm (.470") x 087mm (3.42")3.6mmX.700RH | 0 | 0 | 0.044 | 0
00070254-076 | Sub,Cut,Barium 2.54mm OD(.100")x.584mm wall,076mm Length | 0 | 0 | 0.019 | 0
00071194-235 | Sub,Cut,Barium, 11.94mm (.470") x 235mm (9.25") Length | 0 | 0 | 0.115 | 0
00070119-335 | Sub,Cut,Barium, 11.9mm (.469") x 335mm (13.182") Length | 0 | 0 | 0.115 | 0
310350NN | Sub,Ag Wire,.01" Diameter,350mm Length,No Dip | 0 | 0 | 0.397 | 0
310300NN | Sub,Ag Wire,.01" Diameter,300mm Length,No Dip | 0 | 0 | 0.343 | 0
00071524-020-V | Sub,Cut,Barium.600"(15.24mm)x030mm(.787")L1.143mmWal,Refil | 0 | 0 | 0.009 | 0
00070787-400 | Sub,Cut Tube, Barium Glass, .310" x 400mm (15.74") Length | 0 | 0 | 0.019 | 0
SI1I1V1B-100-VD | Sub,Stem,pH,VD,100mm Length | 0 | 0 | 0.009 | 0.006
00071194-252 | Sub,Cut,Barium, 11.94mm (.470") x 252mm (9.92") Length | 0 | 0 | 0.122 | 0
00070368-290 | Sub,Cut,Barium, 3.68mm (.145") x 290mm (11.41") Length | 0 | 0 | 0.011 | 0
00071194-427 | Sub,Cut,Barium, 11.94mm (.470") x 427mm (16.811") Length | 0 | 0 | 0.208 | 0
00070241-082 | Sub,Cut,Barium, 2.41mm (.095") x 082mm (3.229") Length | 0 | 0 | 0.002 | 0
00070241-150 | Sub,Cut Tube, Barium Glass, .095" x 150mm Length | 0 | 0 | 0.003 | 0
00070419-228 | Sub,Cut,Barium, 4.19mm (.165") x 228mm (9") Length | 0 | 0 | 0.019 | 0
00071194-182 | Sub,Cut,Barium, 11.94mm (.470") x 182mm (7.16") Length | 0 | 0 | 0.06 | 0
00071194-212 | Sub,Cut,Barium, 11.94mm (.470") x 212mm (8.34") Length | 0 | 0 | 0.05 | 0
00070419-330 | Sub,Cut,Barium, 4.19mm (.165") x 330mm (12.99") Length | 0 | 0 | 0.027 | 0
00070419-230 | Sub,Cut,Barium, 4.19mm (.165") x 230mm (9.05") Length | 0 | 0 | 0.019 | 0
00071194-222 | Sub,Cut,Barium, 11.94mm (.470") x 223mm (8.780") Length | 0 | 0 | 0.107 | 0
V-B9100-10H | Elec,Plat,DJ,3/4"MPT CPVC,Cer,Tuff Tip | 0 | 0 | 0 | 0
VLTTA-S1246110 | Assembly,LiveTap,316SS/Viton,24"Insertion,BV,w/Wrenchtightf | 0 | 1497.5 | 269.001 | 269.001
SK10T3 | Elec,Cond,K=1.0,#5731301-32-10BU,Graphite,12X110mm,PT1K | 0 | 0 | 2.57 | 2.57
TS1148088ORP | Elec,ORP,See Notes | 0 | 0 | 640.63 | 625
TS47YC4J1X15PT | Elec,pH,XVD,DJ,T/L,TC 100 ohm,SPR,#V-100B-15H-76 | 0 | 0 | 23.382 | 9.916
00070597-080 | Sub,Cut,Barium, 5.97mm (.235") x 080mm (3.267") Length | 0 | 0 | 0.009 | 0
00070070-076 | Sub,Cut,Pyrex,.074"ODx.053"ID x 076mm Length, (3.346") | 0 | 0 | 0.001 | 0
00070241-090 | Sub,Cut,Barium, 2.41mm (.095") x 090mm (3.543) Length | 0 | 0 | 0.002 | 0
C18-030-TC | Sub,Cable,TC,C18,30 Feet,Strip and Tin,Cable:99030131 | 0 | 0 | 12.762 | 12.762 | Lab-Ovh
00070597-070 | Sub,Cut,Barium, 5.97mm (.235") x 070mm (2.953") Length | 0 | 0 | 0.009 | 0
M38-005-001 | Sub,Flange, Peek, 3"-#150 for MK9 | 0 | 0 | 799.2 | 599
M23-005-001 | Sub,Holder, Peek, MK9, 5.5" Insertion | 0 | 0 | 133.103 | 0
M10-005-005 | Sub,Nut, Peek, 14 TPI. Med. Knurl, for MK9 | 0 | 0 | 6.056 | 5.198
00070241-210 | Sub,Cut,Barium, 2.41mm (.095") x 210mm (8.385") Length | 0 | 0 | 0.005 | 0
00070597-006 | Sub,Cut,Barium, 5.97mm (.235") x 006mm (.0.236") Length | 0 | 0 | 0 | 0
00054905-125 | Sub,Cut,Tubing, Epoxy Blue .472"OD x .125mm length | 0 | 0 | 2.485 | 0
00050035-135 | Sub,Cut,Tubing, Epoxy Black .472"OD x 135mm Length | 0 | 0 | 1.776 | 0
00052101-120 | Sub,Cut,Tubing, Epoxy Clear .472"OD x .120mm length | 0 | 2.1 | 2.281 | 0
00050035-060 | Sub,Cut,Tubing, Epoxy Black .472"OD x 060mmID Random Length | 0 | 0 | 0.788 | 0
00050035-120 | Sub,Cut,Tubing, Epoxy Black .472"OD x 120mmID Random Length | 0 | 0 | 4.012 | 0
00052101-165 | Sub,Cut,Tubing, Epoxy Clear .472"OD x .165mmID random length | 0 | 2.1 | 3.14 | 0
00071194-330 | Sub,Cut,Barium, 11.94mm (.470") x 330mm (12.99")Length | 0 | 0 | 0.16 | 0
M17-003-018 | Sub,Pin,316 SS,.250"OD x .290"Length For Cond. K=1.0,7760191 | 16 | 0 | 0.311 | 0.108
00070419-412 | Sub,Cut,Barium, 4.19mm (.165") x 412mm (16.22") Length | 0 | 0 | 0.034 | 0
00602000-N | Raw,Barstock,PEEK 2"Diameter,Natural Color | 11 | 0 | 164.49 | 164.49
WJF-199 | Elec,Ammonia,12mmx110mm,Delrin,#NH31501C-003B | 0 | 0 | 21.018 | 0
00050395-120 | Sub,Cut,Tubing, Epoxy Red .472"OD x .120mm Lengths | 0 | 0 | 3.309 | 0
00071524-023 | Sub,Cut,Barium.600"(15.24mm)x023mm(.905")Length1.143mmWal | 0 | 0 | 0.01 | 0
00071524-019 | Sub,Cut,Barium.600"(15.24mm)x030mm(.785")Length 1.143mmWal | 0 | 0 | 0.009 | 0
00050035-125 | Sub,Cut,Tubing, Epoxy Black .472"OD x 125mm Length | 0 | 0 | 0.97 | 0
00050035-090 | Sub,Cut,Tubing, Epoxy Black .472"OD x 090mmID Random Length | 0 | 0 | 1.185 | 0
M06-018-002 | Sub,Fitting, Hast-C ,MK7Z-Q Fitting, 1"MPT., 1507217-H | 17 | 0 | 286.34 | 286.34
M06-018-003 | Sub,Fitting, Hast-C ,MK7Z-Q Fitting, 1"-20 TPI., 1507217-H | 88 | 0 | 204.27 | 204.27
00052101-140 | Sub,Cut,Tubing, Epoxy Clear .472"OD x .140mm length | 0 | 2.1 | 2.665 | 0
M10-018-003 | Sub,Nut, Hast-c, Big Knurl Nut ,20 TPI. Q-fitting 1507217-H | 4 | 54.12 | 416.67 | 416.67
00052101-137 | Sub,Cut,Tubing, Epoxy Clear .472"OD x .137mm length | 0 | 2.1 | 2.606 | 0
M10-018-004 | Sub,Nut,Hast-C, Small Knurl Nut ,20 TPI. Q-fitting 1507217-H | 41 | 54.12 | 263.75 | 263.75
00054905-084 | Sub,Cut,Tubing, Epoxy Blue .472"OD x .084 length | 0 | 0 | 1.667 | 0
00054905-120 | Sub,Cut,Tubing, Epoxy Blue .472"OD x .120mm length | 0 | 0 | 2.382 | 0
00070083-063 | Sub,Cut,Barium, 8.3mm (.325") x 063mm (2.550") Length | 0 | 0 | 0.008 | 0
00071194-080-V | Sub,Cut,Barium, 11.94mm (.470") x 079mm (3.111")Length Refil | 0 | 0 | 0.039 | 0
00070584-013 | Sub,Cut,Barium, 5.84mm (.230") x ,013mm (.511") Length | 0 | 0 | 0.001 | 0
00210470-120 | Raw,Barstock, Ultem black .470" OD x 120mm Length | 0 | 0 | 7.07 | 0
00070508-040 | Sub,Cut,Barium, 5.08mm (.202") x 039mm (1.532") Length | 0 | 0 | 0.003 | 0
00070787-043-V | Sub,Cut,Barium, 7.87mm (.310") x 043mm (1.693")Length Refill | 0 | 0 | 0.005 | 0
00070119-120 | Sub,Cut,Barium, 11.9mm (.469") x 120mm (4.65") Length | 0 | 0 | 0.04 | 0
00070241-125 | Sub,Cut,Barium, 2.41mm (.095") x 125mm (4.92") Length | 0 | 0 | 0.002 | 0
22172148 | Raw,O-Ring,Viton 75, 2-148, Brown Color | 20 | 0 | 0.47 | 0.47
M19-003-022 | Sub,Sheath,SS 316,30" Length,3500721-30 | 0 | 0 | 37.063 | 0
00070711-008 | Sub,Cut,Barium, 7.11mm (.280") x 008mm (.700") Length | 0 | 0 | 0.002 | 0
M01-001-152 | Sub,Housing,Black Kynar,Rear,1/2" FPT. x 18 TPI.,1600720-24 | 0 | 0 | 33.1 | 0
00070584-022 | Sub,Cut,Barium, 5.84mm (.230") x ,022mm (1.18") Length | 0 | 0 | 0.001 | 0
M38-003-004 | Sub,Flange, 316 S.S., 1" #150, Raise Face, Weld to Fitting | 0 | 0 | 117.971 | 0
TITRO-021 | Elec,pH,XVTF,DJ,12x115mm,Sealed,Epoxy,#PH7T270-3R | 0 | 0 | 45.163 | 13.46
V-AV10E-20H | Elec,pH,DJ,XVF,3/4"MPT Ryton,PT1000,Ceramic Tuff tip | 0 | 130 | 42.49 | 15.481 | Lab-Ovh
I-1000-10S7SP | Elec,pH,DJ,XVD,12x120mm,Washer and Teflon | 0 | 0 | 29.396 | 11.625
SNG-TI19551 | Elec,Reference,Calomel,Ground Joint,Refill,#5271401G-FU | 1 | 120.02 | 39.162 | 36.505 | PROX Lab
WJF-200 | Elec,pH,X-V,DJ,3/4"MPT CPVC,Ceramic Tuff Tip,#V-BV100-10B | 0 | 0 | 15.673 | 0
M01-011-043 | Sub,Housing,PVC,3/4" BSP,For AWE, Oxygen | 0 | 0 | 1.352 | 0
M02-011-007 | Sub,Cap, PVC, 3/4-28 TPI. for AWE Oxygen Membrane cap | 0 | 0 | 0.482 | 0
C32-010-SA | Sub,Cable,SA,C32,10 Feet | 0 | 0 | 5.125 | 0
00070292-075 | Sub,Cut,Barium, 2.92mm (.115") x 075mm (2.95") Length | 0 | 0 | 0.002 | 0
00050130-120 | Sub,Cut,Tubing, Epoxy Black .242"OD x 120mm (4.72") Length | 0 | 0 | 1.793 | 0
00050252-210 | Sub,Cut,Tubing,Epoxy,Black,.250"ODx210mm(8.27")Length | 0 | 0 | 2.505 | 0
00070083-055 | Sub,Cut,Barium, 8.3mm (.325") x 055mm (2.244") Length | 0 | 0 | 0.007 | 0
00070711-022 | Sub,Cut,Barium, 7.11mm (.280") x 022mm (1.575") Length | 0 | 0 | 0.003 | 0
05290522 | Raw,Chem,Mercury,ACS,99.999% | 950 | 0 | 0.3716 | 0.3716
M05-004-019 | Sub,Cap Plug, Delrin, for 8mm (0.325") Glass size. | 48 | 0 | 0.493 | 0.072
CAL-HG2CL2 | PNS,Mercurous chloride Calomel mix | 0 | 0 | 0 | 0
CONDC-001 | Elec,pH,X-V,DJ,12x115mm,Amber Body,#PHPV270-3B | 0 | 0 | 14.335 | 4.108
CONDC-002 | Elec,pH,SJ,XVD,12mmX110mm,Glass body,Refill,#577V521-003B | 0 | 0 | 10.836 | 3.558
CONDC-003 | Elec,pH,X-VF,SJ,12x110mm,Sealed,Epoxy,#573V511-003B | 0 | 0 | 7.982 | 0
CONDC-004 | Elec,pH,Ryton Cap,X-VD,DJ,SPR,No TC,12x80mm,#V-0010-10B | 0 | 0 | 11.761 | 3.476
TSV-CAL1508-3Z2 | Elec,Calcium,DJ,12x110mm,Refillable,Epoxy,#CAL1508-3Z2 | 0 | 0 | 29.774 | 19.557
TSV-700J-10BWI8 | Elec,pH,X-V,DJ,12x115mm,Epoxy Guard,30K,RFV | 0 | 0 | 25.261 | 14.996
00071194-240 | Sub,Cut,Barium, 11.94mm (.470") x 240mm (9.25") Length | 0 | 0 | 0.115 | 0
00071194-202 | Sub,Cut,Barium, 11.94mm (.470") x 202mm Length | 0 | 0 | 0.088 | 0
00070419-210 | Sub,Cut,Barium, 4.19mm (.165") x 210mm Length | 0 | 0 | 0.017 | 0
M09-010-057 | Sub,Insert,CPVC,W/TFE Jct .280-.125,Tuff Tip, for Polymetron | 20 | 0 | 3.044 | 1.576
C32-042-AB | Sub,Cable,AB,C32,42 Inches,See Note | 0 | 0 | 24.692 | 0
00070241-005 | Sub,Cut,Barium, 2.41mm (.095") x 005mm Length | 0 | 0 | 0 | 0
C63-010-TC | Sub,Cable,TC,C63,10feet,Strip and Tin,Cable:99031008 | 0 | 0 | 13.529 | 16.084
M19-003-023 | Sub,Sheath,SS 316,32" Length,3500721-32 | 3 | 122 | 39.505 | 48.467
M01-001-153 | Sub,Housing,Black Kynar,Rear,1/2" FPT. x 18 TPI.,1600720-27 | 3 | 94.36 | 46.055 | 43.046
3405001011 | Elec,Chloride,DJ,12mmX110mm,Blue Epoxy Body,Sealed | 3 | 0 | 29.252 | 9.159
3405001012 | Elec,Magnesium,DJ,12mmx110mm,Blue Epoxy Body,Sealed | 4 | 0 | 135.505 | 9.159
3405001010 | Elec,Calcium,DJ,12mmX110mm,Blue Epoxy Body,Sealed | 2 | 0 | 36.773 | 9.159
3405001013 | Elec,Potassium,DJ,12X110mm,Blue Epoxy body,Sealed | 0 | 0 | 27.875 | 17.2
PHT-030ST | Elec,pH,XVF,DJ,3/4"MPT CPVC,Ceramic Tuff, SPR,#V-BV100-30SL | 0 | 0 | 23.805 | 9.895
M01-001-154 | Sub,Housing,Black Kynar,Male 18 TPI.,Teflon Junction,2 Guard | 0 | 0 | 21.221 | 11.721
M01-011-044 | Sub,Housing, PVC Gray,1/2"-14 BSP,4 Holes Guards for AWE | 16 | 0 | 8.043 | 8.043 | Lab-Ovh
C02-034-HA | Sub,Cable,C02,HA,34 Feet,connector:77280014,Cable:99030517 | 0 | 0 | 21.612 | 0
R001021 | Sol,1M KNO3 with Natrosol, 1L | 0 | 0 | 0.342 | 9.447
R001024 | Sol,3.5M KCl/AgCl with Natrosol, 1L | 0 | 0 | 8.856 | 4.279
00070368-450 | Sub,Cut,Barium, 3.68mm (.145") x 450mm (17.7165") Length | 0 | 0 | 0.018 | 0
M01-001-155 | Sub,Housing,Black Kynar,3/4"MPT.,Teflon Junc.,4 Slot Guards | 94 | 0 | 19.918 | 19.918 | Lab-Ovh
00070368-150 | Sub,Cut,Barium, 3.68mm (.145") x 150mm (5.97") Length | 0 | 0 | 0.007 | 0
15380005 | MRO,Needle, Light Gray Hub, SS 5/16''Long | 0 | 0 | 0.3 | 0.3
SI1I5Q1A-120-5F | Sub,TBIL style stem, pH, X5F | 0 | 0 | 0.009 | 0.587
SI1R1V1B-120-2D | Sub,Stem,pH,2D,120mm Length | 0 | 0 | 0.01 | 0
C02-025-WM | Sub,Cable,C02,WM,25 Feet, See Note | 0 | 0 | 19.157 | 14.931 | Lab-Ovh
SMN0XIF01 | Starting Material, NOx Filling Solution, 0.1M NaNO2, 1 L | 0 | 0 | 0 | 0
5993-22 | Elec,PT Wire,DJ,3' Black Kynar Pipe,#3989878-010T | 1 | 129.84 | 88.436 | 8.782 | PROX Lab
C32-012-WM | Sub,Cable,WM,C32,12 Foot,See Note | 0 | 0 | 3.927 | 0
C32-016-WM | Sub,Cable,WM,C32,16 Foot,See Note | 2 | 0 | 4.904 | 4.904
C32-015-WM | Sub,Cable,WM,C32,15 Foot,See Note | 0 | 0 | 4.66 | 0
C32-006-WI | Sub,Cable,WI,C2,6 Feet , See Note | 0 | 0 | 2.634 | 0
C32-020-WI | Sub,Cable,WI,C2,20 Feet , See Note | 0 | 0 | 6.053 | 0
C13-014-QA | Sub,Cable,QA,C13,14 feet , See Note | 0 | 0 | 13.687 | 0
5701A2UP6D-155 | Sub,pH,DJ,ReducedTip,AnnularJunction,4mmBillet,6x155mm,Refil | 0 | 0 | 16.072 | 0
00070787-010 | Sub,Cut,Barium, 7.87mm (.310") x 010mm (0.393") Length | 0 | 0 | 0.001 | 0
11250100-016 | Wire,Platinum,.010"diameter,99.99%,annealed, 016mm Length | 0 | 0 | 0.909 | 0
310050NN | Sub,Ag Wire,.01" Diameter,50mm Length,No Dip | 0 | 0 | 0.203 | 0
C29-003-HA | Sub,Cable,HA,C29,3 feet,Connector:77280014,Cable:99030020 | 0 | 0 | 2.176 | 0
00070477-032 | Raw,Glass Tube,Barium 4.77mm OD X 0.71mm Wall,32mm Length | 0 | 0 | 0.002 | 0
7593ANN-VD | Sub,pH/ORP,SJ,Plat.BandVD,12x120mm Length | 0 | 0 | 15.666 | 0
C21-008-MH | Sub,Cable,TC,C20,8 Feet,Plat. 4 Bands | 0 | 0 | 14.162 | 0
00070477-152 | Raw,Glass Tube,Barium 4.77mm OD X 0.71mm Wall,152mm Length | 0 | 0 | 0.008 | 0
11250100-381 | Wire,Platinum,.010"diameter,99.99%,annealed, 381mm Length | 0 | 0 | 20.3 | 10.804
C32-008-HA | Sub,Cable,HA,C32,8 Foot,Connector:77280014,Cable:99030045 | 0 | 0 | 2.288 | 0
C2-020-IS | Sub,Cable,IS,C2,20 Feet | 0 | 0 | 20.222 | 0
M19-003-024 | Sub,Sheath,SS 316,33" Length Standard,1-1/4"OD For Knick M4 | 0 | 0 | 98.39 | 88.64
M07-001-013 | Sub,Tube,Black Kynar,30.250" Length For M4 | 0 | 0 | 55.282 | 48.05
SMWHAAS05 | Starting Material, Sol, 10ppm WHA Std, 1L | 0 | 0 | 0 | 0
C32-004-IA | Sub,Cable,IA,C32,4 Feet,German Din:77180223,Cable:99030045 | 0 | 0 | 5.939 | 0
M30-020-001 | Sub,Sleeve, Ultem, Taper, 14/15, Ground Joint | 9 | 0 | 2.125 | 0.487 | Lab-Ovh
M37-031-001 | Sub,Rod,Silver,.145"OD x 3.200"L., with 2 o-rings | 0 | 0 | 32.007 | 0
M09-004-007 | Sub,Insert, Black Delrin, Taper, with o-ring | 0 | 0 | 0.293 | 0
M07-023-001 | Sub,Tube, Smokey Gray Epoxy, OD., 12mm x 44mm L. | 0 | 0 | 1.013 | 0
M07-023-002 | Sub,Tube, Smokey Gray Epoxy, OD.10mm x 38mm L. | 0 | 0 | 1.744 | 0
SMR001067-CON | Starting Material, Sol, Galvanic, for CONSORT(see more) | 0 | 0 | 0 | 0
SMR001028 | Starting Material,Ref Fill,1M KNO3,1L,HT GEL,GLYCEROL | 0 | 0 | 0 | 0
00070083-110 | Sub,Cut,Barium, 8.3mm (.325") x 110mm Length | 0 | 0 | 0.013 | 0
00070368-120 | Sub,Cut,Barium, 3.68mm (.145") x 120mm Length | 0 | 0 | 0.005 | 0
7317A5NDN8A-096 | Sub,pH,SJ,Plat.Band,12x096mmLength,1Wick,.165" Int. | 5 | 0 | 22.458 | 16.669 | Lab-Ovh
00071194-096 | Sub,Cut,Barium, 11.94mm (.470") x 096mm (3.741") Length | 0 | 0 | 0.048 | 0
M09-010-058 | Sub,Insert,CPVC,W/TFE Jct,Tuff Tip, for 4002965503 | 0 | 0 | 0.589 | 0
310013NN | Sub,Ag Wire,.01" Diameter,013mm Length,No Dip | 0 | 0 | 0.203 | 0
M09-010-059 | Sub,Insert,CPVC for Smartsense Connector 4002965503 | 494 | 0 | 3.9 | 3.9
05290018 | Raw,Chem,Potassium carbonate, Anhydrous, 99% 500g | 1000 | 0 | 0.00012 | 0.00012
M09-010-060 | Sub,Insert,CPVC,W/Cer. Jct,Tuff Tip, 0.202" Glass,4002965603 | 0 | 0 | 0.589 | 0
05290017 | EDTA-Ethylenediaminetetraacetic acid disodium salt dihydrate | 545 | 0 | 0.24 | 0.24
M18-049-001 | Sub,Adapter, Acrylic, Twistlock for ATI 45-0075 | 0 | 0 | 10.406 | 0
M10-001-008 | Sub,Nut, Kynar, Straight Knurl, 1/4"MPT. for Hydrotech | 0 | 0 | 3.693 | 0
R001067-CON-125 | Solu,Galvanic,Borate Buffer, pH 11.8,For SZ10T-PB, 125mL | 0 | 0 | 1.482 | 0
00070368-200 | Sub,Cut,Barium, 3.68mm (.145") x 200mm (7.99") Length | 0 | 0 | 0 | 0
00070119-162 | Sub,Cut,Barium, 11.9mm (.469") x 162mm (6.31") Length | 0 | 0 | 0.054 | 0
M06-001-006 | Sub,Fitting, Natural Kynar ,1/2" Tube x 1/2" MPT. | 0 | 0 | 9.79 | 0
GA13-620-273 | Sub,Mono Reference,Part A,DJ,Double Refill,External Glass | 29 | 0 | 0.199 | 0.14
GB13-620-273 | Sub,Mono Reference,Part B,DJ,DoubleRefill,Internal Ref Glass | 22 | 0 | 1.639 | 1.31
320050ND | Sub,0.020" Wirex050mmLength Anodized | 0 | 0 | 0.385 | 0
PHX-5533501-3R | Elec,pH,X-5,SJ,6x155mm,Epoxy Body,Sealed,#5533501-003R | 5 | 0 | 53.839 | 12.878
00070241-305 | Sub,Cut,Barium, 2.41mm (.095") x 305mm (12") Length | 0 | 0 | 0.008 | 0
VLCLEAN-001 | Service,Van London Electrode Cleaning, See Notes | 0 | 2520 | 0 | 0
00070419-305 | Sub,Cut,Barium, 4.19mm (.165") x 305mm (12") Length | 0 | 0 | 0.024 | 0
00070368-400 | Sub,Cut,Barium, 3.68mm (.145") x 400mm (15.748") Length | 0 | 0 | 0.015 | 0
00070241-356 | Sub,Cut,Barium, 2.41mm (.095") x 356mm (14") Length | 0 | 0 | 0.009 | 0
00070419-356 | Sub,Cut,Barium, 4.19mm (.165") x 356mm (14") Length | 0 | 0 | 0.029 | 0
310406NN | Sub,Ag Wire,.01" Diameter,406mm Length,No Dip | 0 | 0 | 0.464 | 0
00070119-132 | Sub,Cut,Barium, 11.9mm (.469") x 132mm (5.19") Length | 0 | 0 | 0.044 | 0
310165NN | Sub,Ag Wire,.01" Diameter,165mm Length,No Dip | 0 | 0 | 0.203 | 0
PH4V570-SAS7130 | Elec,pH,XV,DJ,12x130mm from cap,0.235 Side arm,Refillable | 0 | 0 | 0 | 0
00070508-089 | Sub,Cut,Barium, 5.08mm (.202") x 090mm (3.54") Length | 0 | 0 | 0.007 | 0
M01-001-156 | Sub,Housing, Kynar, 3/4"MPT. Both end, 1.750" Insertion | 0 | 0 | 9.558 | 0
PROM-027 | Acce,Cable,RG174 Lownoise,SN6(CD)toSN6(CD),#99001042-034CD2 | 0 | 0 | 16.24 | 15.047
V-BV10B-30BH | Elec,pH,XVF,DJ,3/4"NPT CPVC,PT100,Ceramic Tuff Tip | 0 | 0 | 37.117 | 16.552
00070103-063 | Sub,Cut,Barium, 10.3mm (.405") x 064mm (2.515") Length | 0 | 0 | 0.01 | 0
1P09503-5.25 | Assembly,MKIX Peek Flanged Insert Assy,See Drawing | 0 | 10550.2 | 1096.163 | 0
6317AA7-110 | Sub,pH,X5D,Mono,.165 Internal,8x110mm,Straight | 16 | 86.73 | 0.023 | 0.023 | Lab-Ovh
D-G371G0J120-DL | Elec,Galvanic,12x120mm,Glass body,Straight Body | 0 | 0 | 48.001 | 15.379
00601503 | Raw,Flange,3"Blind FF,ANSI 150#,PEEK Material | 0 | 0 | 720 | 720
95552218 | Raw,O-Ring,Kalrez 2-218,Comp 6375 | 3 | 0 | 76 | 76
M01-004-031 | Sub,Housing,Black Delrin,2 O-Ring,390817-H,Flow Through | 0 | 0 | 6.249 | 5.171
M05-004-020 | Sub,Cap Plug,Delrin,For Flow thru housing | 0 | 0 | 0.077 | 0.053
TOPAC-047 | Elec,Galvanic,12x120mm,Glass body,Straight Body | 0 | 0 | 0 | 0
M10-005-006 | Sub,Nut,Delrin,1-20 TPI For Chromatan | 0 | 0 | 5.03 | 0
M13-005-001 | Sub,Flow Cell,Natural Peek,For Elmarcon (ELM-163) | 28 | 0 | 8.396 | 8.729
M07-010-023 | Sub,Tube,CPVC,Tube Spacer,1807800-26 | 2 | 0 | 3.835 | 2.996
ELM-163 | Acce,Flow Cell, 1.00-20 UNEF-28,#100P008B-10/32,Drawing | 0 | 170.73 | 14.756 | 15.289
ELM-164 | Elec,pH,XVD,DJ,Peek Body,PEEK Collar Nut,#57P3700-005B | 3 | 120.56 | 49.118 | 47.774 | PROX Lab
C1-010-TC | Sub,Cable,C1,10 Feet,Cable:99030028,Strip & tin | 0 | 0 | 8.987 | 10.021 | Lab-Ovh
YVL75A0032 | Elec,Sodium,12mmX110mm,Glass Body,Sealed,#NA72604-DL | 0 | 0 | 0 | 0
00070419-043 | Sub,Cut,Barium, 4.19mm (.165") x 043mm (1.69") Length | 0 | 0 | 0.003 | 0
C32-008-TC | Sub,Cable,TC,C32,008 Feet | 0 | 0 | 2.198 | 0
C29-003-CL | Sub,Cable,CL,C29,3 Feet, 2 Male BNC's | 0 | 0 | 4.985 | 4.985 | Lab-Ovh
C2-010-WF | Sub,Cable,WF,C2,10 feet | 0 | 0 | 7.501 | 0
M01-005-016 | Sub,Housing,Natural PEEK,Flow Thru for ELM-164,57P3700-005B | 9 | 0 | 10.755 | 12.53
C18-017-TC | Sub,Cable,TC,C18,17 Feet | 50 | 0 | 7.195 | 1.753
01X099323 | Elec,pH,X5,DJ,12mmx90mm,Epoxy Body,3ft Cable,See Drawing | 85 | 25.98 | 15.678 | 15.678 | Lab-Ovh
TS4051KFG-15PT | Elec,pH,See Notes | 0 | 0 | 470 | 470
TS4031KFG-15PT | Elec,pH,See Notes | 3 | 0 | 453.2 | 453.2
M05-005-001 | Sub,Cap Plug, Natural Peek, For Flow thru housing, ELM-164 | 105 | 0 | 1.591 | 1.955
M07-003-057 | Sub,Tube, 316 SS, Conductivity K=1.0, O.D. 12mm x 120mm L. | 0 | 0 | 8.101 | 0
C32-013-TC | Sub,Cable,TC,C32,13 Feet, Cable# 99030045 | 0 | 0 | 3.419 | 0
CALAS04 | Solu,activity standard,Calcium 10,000pm standard | 0 | 0 | 2.162 | 0
K00AS05 | Solu,Activity Standard,Potassium 100,000ppm,475mL Bottle | 0 | 0 | 2.162 | 0
MG2AS03 | Solu,Activity Standard,Magnesium 100ppm,475mL Bottle | 0 | 50.56 | 2.162 | 1.452
MG2AS04 | Solu,Activity Standard,Magnesium 10,000 ppm,475mL Bottle | 0 | 0 | 2.162 | 0
CL0AS02 | Solu,Activity Standard,Chloride 1000ppm, 475mL Bottle | 0 | 48.29 | 2.162 | 2.162
CL0AS05 | Solu,Activity Standard,Chloride 100,000ppm, 475mL Bottle | 0 | 0 | 2.162 | 0
SMK00AS05 | Sol,Starting Material, K+ Activity Standard, 100000ppm, 1 L | 0 | 0 | 0 | 0
SMCL0AS05 | Solu,StartingMaterial,ChlorideStandard,100,000ppm, 1 L | 0 | 0 | 0 | 0
SMCALAS04 | Solu,Starting Material,Activity Standard,Calcium,10000ppm,1L | 0 | 0 | 0 | 0
SMMG2AS04 | Sol,StartingMaterial,Activity Standard,Magnesium 10,000 ppm | 0 | 0 | 0 | 0
SMMG2AS03 | Sol,StartingMaterial,Activity Standard,Magnesium 100ppm, 1L | 0 | 0 | 0 | 0.013
7793ATK-165-2 | Sub,pH,DJ,2,12x165mm length | 6 | 0 | 0.105 | 0.105
00071194-153 | Sub,Cut,Barium, 11.94mm (.470") x 153mm (6.02") Length | 0 | 0 | 0.078 | 0
DESIGN-081 | Elec,Plat,Tuff Tip,Ceramic,3/4"MNPT Ryton,#V-A9100-40H | 1 | 169.8 | 0 | 0
JAF-055 | Elec,Silver/Sulfide,DJ,#AGS1505-003B,12mmX110mm,Sealed,Epoxy | 0 | 0 | 0 | 0
JAF-056 | Elec,Ammonium,DJ,12X110mm,Epoxy,Sealed,#NH41505-003B | 0 | 0 | 0 | 0
SI1R1V2A-100-28 | Sub,Stem,pH,VF,100mm Length, for KROHNE | 227 | 0 | 1.781 | 1.781 | Lab-Ovh
ATT5-080 | Sub,TestTube,Barium,3.65mm(.145") OD X 80mm Length | 192 | 0 | 0.466 | 0.466 | Lab-Ovh
00070419-080 | Sub,Cut,Barium, 4.19mm (.165") x 080mm (3.149") Length | 0 | 0 | 0.006 | 0
00070006-051 | Sub,Cut,Pyrex, 6mm x 1mm wall(STD),051mm(2")Length | 0 | 0 | 0.019 | 0
00070083-112 | Sub,Cut,Barium, 8.3mm (.325") x 112mm (4.409") Length | 0 | 0 | 0.013 | 0
00070006-025 | Sub,Cut,Pyrex, 6mm x 1mm wall(STD),025mm(1")Length | 0 | 0 | 0.009 | 0
M01-003-031 | Sub,Housing, 316 S.S., 2" Sanitary for M01-003-019 | 34 | 0 | 40.515 | 35.977
M01-003-032 | Sub,Housing,316 S.S.,13/16-28 TPI Sanitary for M01-003-019 | 18 | 0 | 9.089 | 8.234
JAF-057 | Solu,Silver,Standard,1000ppm,475ml,#AGSAS02 | 0 | 0 | 3.314 | 0
M02-011-009 | Sub,Cap,PVC,For B&C, BCE-153 | 0 | 0 | 0.426 | 0
C32-X39-BF | Sub,Cable,BF,C32, 39 Inches Black Boot | 27 | 0 | 1.7 | 2.125
PHPE130-3B | Elec,pH,X5,SJ,12mmX115mm,Sealed Reference,Polycarbonate | 8 | 85.95 | 19.865 | 19.865 | PROX Lab
TOPAC-048 | Elec,pH,VF,SJ,Sealed Reference,Epoxy,#5732511-003B | 0 | 0 | 8.241 | 3.677
C2-010-MA | Sub,Cable,MA,C2,10,Cable99030517,Connectors77021040,77020104 | 0 | 0 | 7.86 | 0
C2-006-WK | Sub,Cable,WK,C2,6 Feet, See Notes | 0 | 0 | 4.975 | 0
M01-001-157 | Sub,Housing,Black Kynar,Rear,1/2" FPT. x 18 TPI.,1600720-18 | 0 | 0 | 26.327 | 0
C13-003-IG | Sub,Cable,IG,C13,3 Feet,Connector:77020023,Cable:99030241 | 0 | 0 | 31.996 | 0
KVL-427 | Elec,pH,X5D,DJ,12x200mm,PT100,Washer and Teflon,SPR,T-pull | 0 | 0 | 35.47 | 23.643
V-24W1-12BH | Elec,pH,MK7,X-VD,DJ,SPR,3K ohm,ZV Cable,KNO3 | 0 | 0 | 48.859 | 0 | Lab-Ovh
WJF-202 | Acce,Adapter,T/L Kynar1"MPT TBI)forTBI T/L elec,#1600243 | 0 | 113.28 | 20.235 | 0
AWE-065 | Elec,Fluoride,DJ,12x110mm,Refillable,Glass,#F001502-030B | 4 | 259.85 | 58.244 | 0 | PROX Lab
SI1L1V1NN-025 | Sub,Stem,pH/ORP,Plat Band,025mm Length | 0 | 0 | 15.452 | 6.203
C32-003-BD | Sub,Cable,BB,C32,3 Feet,Red Boot,Male BNC, See Notes | 0 | 0 | 1.767 | 0
6730AA-125-2 | Sub,pH,SJ,2,8x125mm Length | 0 | 0 | 0.019 | 0.02
95DB-210-5D | Sub,pH,SJ,5D,12x210mm Length,Ferm,Bend,Thick Wall | 0 | 0 | 0.081 | 0
C2-012-UP | Sub,Cable,HB,C2,12 Feet,See Notes | 0 | 0 | 12.168 | 0
7791A5NT-095-VD | Sub,pH,DJ,VD,12x095mm Length,2Wick | 0 | 0 | 6.952 | 0 | Lab-Ovh
WJF-203 | Elec,pH,TB551,XVD,DJ,SPR,3Kohm,Kynar/Viton,#A-2001-20H | 1 | 203.7 | 68.202 | 68.202 | Lab-Ovh
WJF-204 | Elec,pH,TB551,XVD,DJ,SPR,3Kohm,Kynar/Viton,#A-2001-30H | 1 | 203.7 | 85.801 | 26.39 | PROX Lab
TOPAC-050 | Elec,pH,XVD,SJ,Reduced Tip,Glass,Refill,4mmx130mm,Calomel | 0 | 0 | 0 | 0
00070241-045 | Sub,Cut,Barium, 2.41mm (.095") x 045mm (1.65") Length | 0 | 0 | 0.001 | 0
COLE-394 | Elec,pH,DJ,XVF,3/4"MPT,PT100,Ceramic Tuff tip,#V-AV10B-20BH | 0 | 0 | 0 | 0
33380041F | Ceramic Rod,.040"Dia.Forsterite,R9196-016,Water Abs.13%+/-5% | 6976 | 0 | 0.275 | 0.275
510020NN | Sub,PT. wire, 020mm Length, No dip | 0 | 0 | 6.29 | 2.997
3150108NN | Sub,0.015" Silver Wire,100mm Length | 0 | 0 | 0.466 | 0.072
310083NN | Sub,Ag Wire,.01" Diameter,083mm Length | 0 | 0 | 0.203 | 0
M01-001-158 | Sub,Housing,Kynar,3/4"MPT.,4-Guards, 125mm Insertion | 0 | 0 | 18.533 | 0
M07-003-058 | Sub,Tube,316 SS,For MK7Z,3000712Z-20 | 0 | 0 | 48.01 | 17.171
7793A9T-130 | Sub,pH,DJ,2 Open Junction,12x130mm Length | 0 | 0 | 0.085 | 0.039
00070477-102 | Raw,Glass Tube,Barium 4.77mm OD X 0.71mm Wall,102mm Length | 0 | 0 | 0.006 | 0
SI1R1V2A-180-VF | Sub,Stem,pH,VF,DJ,180mm Length | 0 | 0 | 0.022 | 0.022
M01-020-024 | Sub,Housing,Ultem,Ceramic Jct.,0.325",TuffTip,152mmInsertion | 22 | 0 | 6.523 | 6.085
3150050ND | Sub,0.015" Silver Wire,050mm Length,AgCL Dip | 0 | 0 | 0.466 | 0
M4K-ORING | Acce,Kit,O-ring,Simrizz SZ485 for M4 Livetap | 0 | 0 | 70.805 | 31.14
M4V-ORING | Acce,Kit,O-ring,Viton for M4 Livetap | 0 | 0 | 0.737 | 0.386
M02-020-038 | Sub,Cap,Black Ultem Molded DL Cap.,Thread,O.D. 0.640" | 92 | 0 | 5.649 | 4.486 | Lab-Ovh
GATESCI-003 | Sub,pH,XVD,Half-Cell,4mm x 15mm, Filled and Sealed | 0 | 25 | 1.429 | 0.198
GATESCI-004 | Sub,pH,X5D,Half-Cell,4mm x 15mm, Filled and Sealed | 0 | 25 | 0.363 | 0.196
00070241-025 | Sub,Cut,Barium, 2.41mm (.095") x 025mm (1") Length | 53 | 0 | 0.001 | 0.001
M19-003-025 | Sub,Sheath,SS 316, 24" Length,3500721-24 | 9 | 0 | 37.084 | 36.075 | Lab-Ovh
M01-004-032 | Sub,Housing, Black Delrin, Complete housing for Ammonia | 0 | 0 | 13.481 | 0
C32-010-BBN | Sub,Cable,BBN,C32,10 Feet,Special for Neptune, SEE NOTES | 0 | 0 | 2.513 | 2.9
7317AA-110-NA | Sub,pH,Mono,NA,12x110mm Length | 0 | 0 | 0.062 | 0
05290019 | Raw,Chem,Sodium phosphate (Na3PO4), 96%, 500g | 500 | 0 | 0.0754 | 0.0754
310125NN | Sub,Ag Wire,.010" Diameter,125mm Length,No Dip | 0 | 0 | 0.203 | 0
CONDC-005 | Elec,pH,DJ,XVD,12mmX110mm,Glass body,Refill,#577V721-003B | 0 | 0 | 5.457 | 2.541
CONDC-006 | Elec,pH,XVD,DJ,12X115mm,Refillable,Epoxy,#PH7V470-10B | 0 | 0 | 11.921 | 0
M34-003-008 | Sub,Plug,SS 316,Flat Tip,25mm x 30mm Length | 0 | 0 | 8.128 | 0
C2-019-CI | Sub,Cable,BB,C2,19 Feet,SN6:77180222,Cable:99030517 | 0 | 0 | 19.888 | 0
C2-030-CJ | Sub,Cable,HA,C2,20 Feet,SN6:77180222,Cable:99030517 | 0 | 0 | 22.843 | 0
V-306B-75-20MF | Elec,pH,MKIA,XVF,DJ,PT100,3/4" Top Thread | 2 | 641.14 | 96.427 | 0 | Lab-Ovh
M4-Z13321100 | Assembly,LiveTap,316SS/Viton,33"TubeLength,BV,w/HandTightFit | 0 | 577.8 | 255.264 | 0
SA955PA-120-1D | Sub,pH&ORP,DJ,1D,AutoClaveAble,120mm "A" Length | 0 | 0 | 0.94 | 0
00071194-106 | Sub,Cut,Barium, 11.94mm (.470") x 106mm (4.13") Length | 0 | 0 | 0.053 | 0
44002009 | MRO,Inventory Card, 5.5'' x 8.5'' Gray for Production | 0 | 0.19 | 0.19 | 0.19
M07-032-002 | Sub,Tube,Black Epoxy for ECI-019 | 68 | 0 | 2.045 | 1.551
M19-003-026 | Sub,Sheath,SS 316,35" Length Standard,1-1/4"OD For Knick M4 | 0 | 0 | 104.287 | 93.98
M07-001-014 | Sub,Tube,Black Kynar,32.250" Length For M4 | 0 | 0 | 59.082 | 51.21
M01-003-033 | Sub,Housing, 316 S.S., 3/4-16 TPI., for ECI-045 | 69 | 0 | 15.544 | 15.544 | Lab-Ovh
M04-003-006 | Sub,Cable,SS 316,Safety Cable,for Cond., K=.001, 38"Length | 0 | 0 | 16.805 | 0
M07-018-008 | Sub,Tube,HAST-C,MK7S,Tube & 3/4" MPT Fitting,21" Length | 0 | 0 | 0 | 0
M07-005-005 | Sub,Tube,PEEK,Tube Spacer,16" Length,1P07800-16 | 0 | 0 | 55.928 | 74.987 | Lab-Ovh
M04-003-007 | Sub,Cable,SS 316,Safety Cable For MK7S,21"Length, 1507700-21 | 0 | 0 | 15.34 | 0
M01-010-072 | Sub,Housing, CPVC, 1/4"-18 MPT., 5/8" HEX.,for ATI. 63-0051 | 170 | 0 | 0.962 | 0.867
M06-003-022 | Sub,Fitting,SS 316,1-1/2"MPT,O-Rings,Knurl nut for TOTAL-001 | 0 | 0 | 106.438 | 0
M09-027-009 | Sub,Insert, Black PVC, For ECI-019 | 10 | 0 | 0.079 | 0.042
00071194-067 | Sub,Cut,Barium, 11.94mm (.470") x 067mm (2.63") Length | 0 | 0 | 0.032 | 0
00070368-070 | Sub,Cut,Barium, 3.68mm (.145") x 070mm (2.755") Length | 0 | 0 | 0.002 | 0
ELH-144 | Acce,Membrane Kit,Ammonia,#NH3MK05 | 0 | 0 | 0.222 | 0
ELH-145 | Elec,Ammonia,12mmX110mm,Delrin Body,#NH31501-003B | 0 | 0 | 0 | 0
M28-010-010 | Sub,Extension,CPVC pipe,3/4"MPT.one end,36"Length for5993-83 | 0 | 0 | 5.958 | 0
1600415 | Raw,Flange,Kynar 2", 150#,(natural color) Raised Face Blind | 0 | 0 | 183 | 183
M38-001-001 | Sub,Flange, Kynar, 2" #150, 1-1/4" FNPT., Raise Face | 0 | 0 | 203.13 | 183
M19-019-005 | Sub,Sheath,Titanium,For TBI 557,18" Length,3500720-18 | 0 | 136.29 | 14.569 | 0
M19-019-006 | Sub,Sheath,Titanium,For TBI 557,24" Length,3500720-24 | 0 | 136.29 | 19.425 | 0
ISTEK-359 | Elec,pH,XVD,DJ,12x115mm,Frit,FixedGrd,RFV,#V-7000-15H,NOTES | 0 | 0 | 12.161 | 5.766
C20-020-HA | Sub,Cable,HA,C20,20 Feet,Connector:77280014,Cable:99039536 | 0 | 0 | 19.679 | 19.679 | Lab-Ovh
ISTEK-362 | Elec,Polarographic,PT1K 3/4" MPT CPVC,250nA-320nA Output | 3 | 171.44 | 103.34 | 0
00025681 | Raw, End Cap,Brass,OD0.875X0.28"L,DWG#EU01T-04-02 | 157 | 0 | 4.522 | 4.522
BS805PU | Acce,Adapter,Submersible | 0 | 260.25 | 77.408 | 74.044 | Lab-Ovh
EP307B2P1P2P1 | ELECTRODELESS CT | 0 | 294.46 | 204.229 | 192.873 | Lab-Ovh
BS806AN | BALL VALVE 316SS | 0 | 1188.45 | 806.646 | 806.646 | Lab-Ovh
0022527 | Acce,Kit,871pH,PT ORP,Ryton,Viton, Ta Extractor (BS805MD) | 0 | 267.48 | 143.422 | 202.264 | Lab-Ovh
EP485QSP0050MXX | Acce,Calibration Plug for 871EC | 0 | 220.66 | 104.48 | 103.583 | Lab-Ovh
EP485A3E0050MXX | Acce,Calibration Plug for 871EC | 0 | 161.32 | 73.077 | 0 | Lab-Ovh
BS809UN | RTD, PATCH CORD - 10FT | 0 | 466.28 | 131.809 | 131.834 | Lab-Ovh
871PH-1F1A-3-30 | Elec,pH,Ryton,Flat Bulb,PT100,TI,Ceramic jct,Cable 30ft | 0 | 491.5 | 261.258 | 250.133 | Lab-Ovh
871FT3E2B3C3V20 | ELEC,FT CT,871FT-3E2B3C-3V,20FT CABLE LENGTH | 0 | 3883.45 | 3437.883 | 0 | Lab-Ovh
871FT4C3D3R325M | ELEC,FT CT,871FT-4C3D3R-3,25M CABLE LENGTH | 0 | 2815.96 | 2881.869 | 2354.036 | Lab-Ovh
6010066 | SLEEVE #1 | 457 | 0 | 0.15 | 0.15
6010067 | SLEEVE #2 | 459 | 0 | 0.15 | 0.15
871EC-TF2 | Elec,CT,FLUOROCARBON,100K,CARPENTER 20Cb,20FT,SPADE LUGS | 0 | 780.66 | 439.897 | 548.632 | Lab-Ovh
873EC-BIWFGZ-7 | ELECTRODELESS CT ANALYZER | 0 | 293.54 | 123.085 | 339.129 | Lab-Ovh
PH10-3P1Q-AA | Elec,Dolphin,PH,FLAT BULB,W/PCB,PT100,VP CONN,ATEX | 0 | 385.64 | 156.281 | 0 | Lab-Ovh
873CC-JIPFGZ | CONTACTING CT ANALYZER,100VAC,4-20MA,PLASTIC PANEL MOUNT,FM | 0 | 313.14 | 138.798 | 142.073 | Lab-Ovh
871EC-PP0 | Elec,CT,Small Bore VIRGIN PP,PT100,20FT,SPADE LUGS | 0 | 279.3 | 124.681 | 124.681 | Lab-Ovh
876EC-TYFN | ELECTRODELESS CT INTELLIGENT TRANSMITTER | 0 | 241.96 | 88.732 | 489.24 | Lab-Ovh
876PH-TYFN | PH/ORP/ISE INTELLIGENT TRANSMITTER | 0 | 245.03 | 88.542 | 456.134 | Lab-Ovh
876CR-TYFN | CT&RESISTIVITY INTELLIGENT TRANSMITTER | 0 | 248.83 | 97.598 | 480.055 | Lab-Ovh
875PH-A3F-A | PH/ORP/ISE ANALYZER,120VAC,SURFACE,FM,STORM DOOR | 0 | 452.19 | 150.034 | 147.855 | Lab-Ovh
PH10-2P2A-E5 | Elec,Dolphin,PH,DOME BULB,NO GUARD,W/PCB,PT1K,50FT,PIN LUGS, | 0 | 300.9 | 202.83 | 225.164 | Lab-Ovh
871PH-1D1A-4 | Elec,ORP,RYTON,PT,PT100,TI,CERAMIC JCT,RYTON,20FT,NO PIN LUG | 0 | 485.28 | 306.749 | 276.137 | Lab-Ovh
871EC-TF7-4 | Elec,CT,FLUOROCARBON,316SS,SLT FLAGE,20FT,LUG | 0 | 833.68 | 513.228 | 572.643 | Lab-Ovh
871EC-TF7 | Elec,CT,FLUOROCARBON,316SS,SLT FLAGE,20FT,SPADE LUG | 0 | 838.82 | 517.768 | 577.183 | Lab-Ovh
871PH-1D1A | Elec,ORP,RYTON,PT,PT100,TI,CERAMIC JCT,RYTON,20FT,PIN LUGS | 0 | 485.28 | 307.859 | 261.521 | Lab-Ovh
PH10-3N1A-3 | Elec,Dolphin,PH,FLAT BULB,PT100,30FT CABLE,PIN LUGS | 0 | 286.38 | 162.363 | 162.363 | Lab-Ovh
BVA-PHA1V08 | BALL VALVE,PH10/ORP10,316SS,VITON,0-8"L | 0 | 1696.48 | 1357.265 | 1357.803 | Lab-Ovh
875PH-A3U | PH/ORP/ISE ANALYZER,120VAC,SURFACE,UL | 0 | 448.03 | 143.219 | 501.046 | Lab-Ovh
871PH-1F1A-3 | Elec,pH,Ryton,Flat Bulb,PT100,TI,Ceramic jct,Cable per s.o | 0 | 399.6 | 225.477 | 0 | Lab-Ovh
871FT-3E2B3C-3V | ELEC,FT CT,IND-HI,1",HAS,PVDF,FLANGE150LB,VT,CABLE PER | 0 | 3180.53 | 3515.432 | 0 | Lab-Ovh
871FT-4C3D3R-3 | ELEC,FT CT,IND-LOW,1/2",316SS,PEEK,150LB,PT1K,CABLE PE | 0 | 2846.21 | 2898.15 | 0 | Lab-Ovh
871FT-3H3D4T | ELEC,FT CT,IND-HI,3",316SS,PEEK,FLANGE ANSI300LB,PT100 | 0 | 5810.86 | 4722.05 | 0 | Lab-Ovh
871FT-4E3D4R-CP | ELEC,FT CT,IND-LOW,1",316SS,PEEK,300LB,PT1K,CAL CABLE, | 0 | 3357.63 | 3060.593 | 0 | Lab-Ovh
871FT-3E3D3R-3 | ELEC,FT CT,IND-HI,1",316SS,PEEK,150LB,PT1K,CABLE PERSO | 0 | 2355.91 | 2761.997 | 0 | Lab-Ovh
871EC-PP0-K | Elec,CT,Small Bore VIRGIN PP,PT100,20FT,LUG,KALREZ | 0 | 284.41 | 129.375 | 129.375 | Lab-Ovh
875EC-A1F | ELECTRODELESS CT ANALYZER,120VAC,PANEL,FM | 0 | 474.8 | 128.92 | 567.955 | Lab-Ovh
871EC-SP0-V | Elec,CT,Small Bore PEEK,100K,20FT Cable,LUG,VT | 0 | 286.99 | 127.915 | 127.915 | Lab-Ovh
PH10-3S2S-CN | Elec,Dolphin,PH,FLAT BULB,W/SMPCB,PT1K,S CONN,CSA&FMC | 5 | 331.35 | 188.087 | 189.597 | Lab-Ovh
PH12-3P12S | ELEC,12MM PH,FLAT BULB,PEEK,120MM,PT1K,S CONN | 4 | 744.67 | 625.533 | 488.116 | Lab-Ovh
PH10-3N2A-E2 | Elec,Dolphin,PH,FLAT BULB,PT1K,20FT CABLE,PIN LUGS,EPDM | 0 | 275.95 | 147.764 | 160.151 | Lab-Ovh
873EC-AIYFGZ-7 | ELECTRODELESS CT ANALYZER | 0 | 255.85 | 87.352 | 88.279 | Lab-Ovh
873EC-CIPFGZ | ELECTRODELESS CT ANALYZER | 0 | 303.4 | 137.688 | 421.555 | Lab-Ovh
873PH-AIWFGZ-7 | PH ANALYZER,120VAC,4-20MA,PANEL MOUNT,FM,STORM DOOR | 0 | 271.64 | 103.993 | 103.993 | Lab-Ovh
BS810MJ | BALL VALVE INSERTION ASSEMBLY,316SS,0-40CM | 0 | 1730.28 | 1396.686 | 1396.686 | Lab-Ovh
4S200MC | ASSY.INSTR.FOR PH ADAPTOR | 0 | 0 | 0 | 0
BS814LJ | Upper Hsg Agency,EX,IT1 | 0 | 0 | 7.814 | 0
871PH-1F1A-3-50 | Elec,pH,Ryton,Flat Bulb,PT100,TI,Ceramic jct,Cable 50ft | 0 | 514.38 | 282.73 | 268.508 | Lab-Ovh
441005-0015 | Sub,Membrane Module body,Grey PVC,for 0.25"Disc#CAW2Q-04-05 | 69 | 0 | 0.119 | 0.051
SS130AQ-10FT | Assy-Cable Assembly, 10ft. | 0 | 222.88 | 80.831 | 0
SS130AQ-40FT | Assy-Cable Assembly, 40ft. | 14 | 832.43 | 302.609 | 302.005
6010069 | SLEEVE #4 | 456 | 0 | 0.07 | 0.07
6010124 | SLEEVE #6 | 530 | 0 | 0.09 | 0.09
6010361 | SLEEVE,#7 | 537 | 0 | 0.09 | 0.09
R0120BP | Raw,Tubing, Per Foot | 187.035 | 0 | 0.47 | 0
BS805PB | SEAL PLUG | 1530 | 0 | 0.16611 | 0.11
BS806AB | INDUCTOR, HR, 48T, 1/2"-3/4" | 0 | 0 | 45.732 | 58.231
X0180KC | PNS, EPOXY RESIN - HENKEL LOCTITE # 2762 BLACK STYCAST® | 10 | 0 | 156.69 | 154.16
X0180KD | PNS,CATALYSTHENKEL LOCTITE # CAT 17M-1 | 2 | 0 | 207.36 | 207.36
BS814LW | Upper Hsg Agency CSA NI | 0 | 0 | 7.814 | 0
BS810JZ | SHAFT | 4 | 0 | 226.298 | 226.298 | Lab-Ovh
BS811KE | LABEL,SENSOR | 0 | 0 | 0.129 | 0
BS811HY | LABEL | 3 | 0 | 7.38 | 6.48
BK2573 | 871EC INST BOOK | 0 | 0 | 2.28 | 0
BS805DT | SPACER STAINLESS | 42 | 0 | 0.901 | 1.1433 | Lab-Ovh
EP307CC | Cable Assy, 105 C | 0 | 0 | 42.369 | 25.48
EP307VC | CAP-END,PVDF, PN SENSOR | 53 | 0 | 6.218 | 6.3208 | Lab-Ovh
EP307VD | CAP,CABLE,PX,PVDF(KYNAR 740) | 131 | 0 | 10.045 | 9.25 | Lab-Ovh
X0145MA | Raw,O-Ring,Viton,75A,21.95mmx25.51mm,Brown | 111 | 0 | 0.05 | 0.05
XS005AR | TAG,WARNING | 255 | 0 | 3.0918 | 3.0918
4S200SF | 873CC FINAL ASSY DOC | 0 | 0 | 0.01 | 0
BK3411 | 873CC INST BOOK | 0 | 0 | 5.81 | 0
BS806VB | MEMORY STANDARD,873CC VER.33.11 | 0 | 0 | 2.534 | 0
20BAABN | M876CR FIRMWARE | 0 | 0 | 0.01 | 0
4S201EK | FINAL ASSY DOC | 0 | 0 | 0.01 | 0
X0176BT | BALL VALVE, 1.5" V150EPDM | 22 | 0 | 41.77 | 41.77
03063-S | HOUSING, CBL, SANITARY 2811 | 0 | 0 | 178.344 | 67
SD2045 | Solu,Sodium ISE Standard, 100ppm as Na+ | 0 | 0 | 0 | 0
1600044 | PNS,CATALYST,HARDENER | 8 | 0 | 118.62 | 118.62
2800155 | Raw,O-Ring,Viton | 342 | 0 | 1.732 | 1.73
4S200RL | 871FT*A | 0 | 0 | 0.01 | 0
4S201DH | PRESSURE TEST | 0 | 0 | 0.01 | 0
BS807CW | CABLE ASSY,PVC LUGGED | 0 | 0 | 22.836 | 21.799
BS807CX | CABLE ASSY, PVC, LUGGED | 0 | 0 | 96.34 | 0
BS807DG | TAG, WARNING | 0 | 0 | 0.03 | 0.03
BS807EJ | Insulator to 871FT | 40 | 502.78 | 143.65 | 143.65
BS807HZ | Toroid Sensor Assy, HR 1-1½”, IND 150 | 0 | 0 | 546.038 | 0
BS807YK | Acce,Kit,O-ring | 0 | 35.1 | 10.028 | 2.13
BS809KU | 1/2" IND SPACER | 20 | 0 | 89.95 | 89.95
871EC-BW0-3-10F | 871EC-BW0-3 10FT | 0 | 501.45 | 437.702 | 437.702 | Lab-Ovh
00070083-015 | Sub,Cut,Barium, 8.3mm (.325") x 015mm (0.591") Length | 0 | 0 | 0.002 | 0
22320717 | Raw,Strain Relief,Purple Color .117"(+/-).002"ID for RG174 | 1080 | 0 | 0.4274 | 0.4274
BS809BJ | SENSOR ASS'Y | 0 | 0 | 31.715 | 0
871A-2F-3-50FT | Elec,pH Probe,Flat Bulb,PT100.w/PCB,Cable 50ft | 2 | 325.73 | 154.943 | 154.943 | Lab-Ovh
871A-2F-3-15FT | Elec,pH Probe,Flat Bulb,PT100.w/PCB,Cable 15ft | 0 | 290.93 | 117.367 | 132.879 | Lab-Ovh
871A-2F-3-25FT | Elec,pH Probe,Flat Bulb,PT100.w/PCB,Cable 25ft | 0 | 300.87 | 128.103 | 142.647 | Lab-Ovh
BS811LX-25 | Acce,Cable Assembly,25FT | 0 | 0 | 27.671 | 0
871A-3F-3-50FT | Elec,pH Probe,Flat Bulb,PT1k,Cable 50ft | 2 | 362.22 | 190.068 | 190.068 | Lab-Ovh
871A-4F-3-50FT | Elec,pH Probe,Flat Bulb,PT1k,w/PCB,Cable 50ft | 0 | 330.34 | 155.953 | 155.953 | Lab-Ovh
871PH-1A1A-3-50 | Elec,pH,Ryton,Dome Bulb,w/PCB,PT100,TI,Ceramic jct,Ryton,Cab | 0 | 513.04 | 281.488 | 270.88 | Lab-Ovh
871A-4F-3-40FT | Elec,pH Probe,Flat Bulb,PT1k,w/PCB,Cable 40ft | 0 | 320.4 | 145.217 | 161.828 | Lab-Ovh
871PH-2P1B-3-25 | Elec,pH,CPVC,Bulb,PT100,TI,Ceramic jct,PTfe,Cable 25ft | 0 | 540.93 | 297.053 | 0 | Lab-Ovh
HS010AS | ROD, NYLON 6 GF13, 1.25 99 | 10 | 0 | 63 | 63
8000344 | PIPE,1"SCHED.160,SEAMLESS,316 | 15 | 0 | 66 | 66
NH12-0001 | Elec,ISE,Ammonium Combo,clear epoxy#NH12Q-P00-L0X-S003BX | 0 | 489.33 | 59.59 | 15.231 | PROX Lab
J-10 | Raw,Box, Foxboro Shipping Box For EP485 | 606 | 0 | 0.45 | 0.45
X0180FZ | PNS,Adhes,Loctite #49945,20 GR | 2 | 0 | 32.06 | 32.72
1600010 | PNS,Epoxy, 5-Minute 25ML LT Amber | 20 | 0 | 10.41 | 10.41
EP485AB | CAL PLUG HOUSING | 7 | 0 | 2.543 | 6.15 | Lab-Ovh
P0177VW | CONN, CIR, Tajimi Connector 1108 32A10 4M 7 | 219 | 0 | 13.42 | 13.42
K0121FF | Raw,Cable,HighTempElect ,2 Cond. 20AWG (7x28)BELDEN 83393 | 189 | 25.38 | 7.25 | 7.25
BS811BH | 875EC PANEL MOUNT KIT | 0 | 181.3 | 13.352 | 11.9
BS807SZ | HOUSING, MOTOR ASS'Y | 0 | 0 | 77.792 | 0
873EC-AIYFGZ | ELECTRODELESS CT ANALYZER | 0 | 239.06 | 71.595 | 581.29 | Lab-Ovh
6010093 | SLEEVE #5 | 445 | 0 | 0.07 | 0.07
C3317ND | HEATSHRINK WHITE | 788.236 | 0 | 0.2502 | 0.25022
BS809TQ | IND,INSULATOR,GF PEEK 2260 | 10 | 0 | 213.95 | 213.95
BS809UF | FLANGE,1/2",316 1439 | 4 | 0 | 234.95 | 234.95
1600589 | 711 PVC PLASTIC CEMENT 1050 | 13.974 | 0 | 35.76 | 35.76
15100HQ | Test Procedure C. P. | 0 | 0 | 0.01 | 0
B0300BB | 2.50" x 1.16" ILS 324 metalized polyester | 4968 | 0 | 0.0981 | 0.1
EP485_MS | REF DOC | 0 | 0 | 0.01 | 0
EP485AG | Raw, RES 575A4,13ZE, 1100 ohms | 185 | 46.13 | 13.18 | 13.18
EP485QB | CAL PLUG HOUSING | 52 | 0 | 1.865 | 6 | Lab-Ovh
EP485QC | JACK,BANANA,POMONA#2854-0 (10/pk ) | 575 | 108.22 | 30.92 | 30.92
EP485QD | PATCHCORD,POMONA#5291A-36-0 | 43 | 84.53 | 24.15 | 24.15
873EC-JIPFGZ | ELECTRODELESS CT ANALYZER | 0 | 313.14 | 137.688 | 137.795 | Lab-Ovh
871PH-3F1A-3 | Elec,pH,Ryton,Flat Bulb,w/PCB,PT1k,TI,Ceramic jct,Ryton,Cabl | 0 | 455.31 | 224.296 | 0 | Lab-Ovh
PH12-2P22S-ZZ | Elec,pH,12MM,HTDome Bulb,PEEK,225MM,PT1K,S Conn,No Agency Ce | 0 | 722.74 | 714.508 | 386.021 | Lab-Ovh
875EC-J1F-A | ELECTRODELESS CT ANALYZER,100VAC,PANEL,FM,STORM DOOR | 0 | 479.48 | 136.479 | 136.23 | Lab-Ovh
PH12-3P42S-ZZ | Elec,pH,12MM,FT Bulb,PEEK 425MM,PT1K,S Conn,No Agency Cert | 0 | 1116.99 | 813.036 | 876.616 | Lab-Ovh
BS814KK-F263 | SMART SENSOR PATCH CORD - 263FT, HIGH TEMP | 3 | 1311.61 | 363.306 | 363.587 | Lab-Ovh
PH10-1P4A-3 | Elec,Dolphin,PH,DOME BULB,W/PCB,PT1K,30FT CABLE,PIN LUG | 0 | 288.49 | 136.259 | 0 | Lab-Ovh
PH10-1P3A | Elec,Dolphin,PH,DOME BULB,W/PCB,PT100,10FT CABLE,PIN LUG | 0 | 273.69 | 125.478 | 145.05 | Lab-Ovh
PH12-1P12Q-ZZ | Elec,pH,12MM,Dome Bulb,PEEK,120MM,VP Conn,No Agency Cert | 0 | 528.65 | 421.05 | 345.089 | Lab-Ovh
871CR-C5G1E1A1 | CT R-SENSOR,10,NORYL,GP,3/4"NPT NORYL BUSH,PT1K,20FT,#6 LUG | 0 | 680.34 | 685.61 | 685.61 | Lab-Ovh
PH10-1N2A-3H | Elec,Dolphin,PH,DOME BULB,PT1K,30FT HT CABLE,PIN LUG | 0 | 347.1 | 229.527 | 216.65 | Lab-Ovh
PH12-3P21Q-ZZ | Elec,pH,12MM,FT Bulb,PEEK 225MM,PT100,VP Conn,No Agency Cert | 0 | 448.1 | 506.06 | 228.965 | Lab-Ovh
873RS-BIPFGZ | RESISTIVITY ANALYZER,220VAC,4-20MA,FM | 0 | 333.92 | 156.35 | 443.275 | Lab-Ovh
873PH-AIYFNZ | PH ANALYZER,120VAC,4-20MA,PIPE MOUNT,FM,N | 0 | 244 | 77.389 | 0 | Lab-Ovh
PH10-1N1A-E2 | Elec,Dolphin,PH,DOME BULB,PT100,20FT CABLE,PIN LUGS,EPDM | 0 | 271.38 | 146.173 | 146.173 | Lab-Ovh
PH10-1N2A-5 | Elec,Dolphin,PH,DOME BULB,PT1K,50FT CABLE,PIN LUG | 0 | 322.28 | 156.42 | 177.955 | Lab-Ovh
871A-4F-13 | Elec,pH Probe,Flat Bulb,PT1k,w/PCB,Cable per s.o. | 0 | 259.74 | 98.7 | 0 | Lab-Ovh
875CR-D1F | CT/RESISTIVITY ANALYZER,24VDC,PANEL,FM | 0 | 358.41 | 120.359 | 682.858 | Lab-Ovh
871CC-A2-34 | ELEC,CONTACTING CT,THREADED BUSHING 3/4NPT,K=0.1,CABLE PER S | 0 | 0 | 181.275 | 0 | Lab-Ovh
BS814KH | 40FT PH-S PATCH CORD | 0 | 716.23 | 193.276 | 193.479 | Lab-Ovh
875EC-D1F | ELECTRODELESS CT ANALYZER,24VDC,PANEL,FM | 0 | 476.42 | 130.729 | 689.911 | Lab-Ovh
871CC-A2-7 | ELEC,CONTACTING CT,THREADED BUSHING 3/4NPT,K=0.1,ST INTEGRAL | 0 | 538.27 | 302.192 | 291.043 | Lab-Ovh
871CC-A4-7 | ELEC,CONTACTING CT,THREADED BUSHING 3/4NPT,K=10,ST INTEGRAL | 0 | 498.04 | 258.827 | 299.118 | Lab-Ovh
871EC-TF2-7 | Elec,CT,FLUOROCARBON,CARP,6M ST Cable | 0 | 769.82 | 471.697 | 575.487 | Lab-Ovh
2805323 | COVER, MOTOR HOUSING AGENCY | 0 | 0 | 10.705 | 0
BS807BS | SHAFT, ECS MOTOR | 0 | 0 | 0.275 | 0
2805010 | HOUSING,SHAFT BEARING 2727 | 0 | 0 | 2.129 | 0
B1270KE | SEALANT / TUBE | 0 | 0 | 17.48 | 17.48
2805623 | BEARING & SEAL, ECS-LONG | 0 | 0 | 0.484 | 0
A2015AA | Raw,Washer,Lock, #10 MED SPLIT L/W SS | 100 | 0 | 0.03 | 0.03
XS004FD | Raw,Spring,Comp 1"ODx1.5 448 | 50 | 0 | 5.02 | 5.02
X0178CR | Raw,Fitting LIQUID TIGHT CONDUIT 9082K52 | 4 | 0 | 16.81 | 16.81
BS807VF | PLATE ECS DATA 386 | 0 | 0 | 3.51 | 0
BS805RC | PLATE, WARNING 386 | 4 | 0 | 8.03 | 8.03
BS807BR | SPACER, MOTOR | 0 | 0 | 0.373 | 0
BS807SH | Raw,Gasket, Bushing 480 | 0 | 0 | 2 | 0
97395A278 | Raw,Dowel Pin, 316 Stainless Steel, 5/64" Diameter, 5/32" L | 93 | 75.97 | 1.794 | 1.794
BS805UC | CABLE ASSY 871C | 0 | 0 | 111.239 | 111.249
BS807CX-20FT | CABLE ASSY, PVC, LUGGED,20FT | 0 | 0 | 26.738 | 0
BS807CX-40FT | CABLE ASSY, PVC, LUGGED,40FT | 0 | 0 | 0 | 0
871FT3E2B3C3V40 | ELEC,FT CT,871FT-3E2B3C-3V,40FT CABLE LENGTH | 0 | 3853.73 | 3408.495 | 0 | Lab-Ovh
BS807CX-25M | CABLE ASSY,PVC LUGGED,25M | 0 | 0 | 82.482 | 81.867
BS811LX-10M | Acce,Cable Assembly,10M | 0 | 0 | 35.486 | 35.407 | Lab-Ovh
871PH-3F1A-310M | Elec,871PH-3F1A-3,10M Cable | 0 | 497.85 | 263.298 | 299.414 | Lab-Ovh
BS811TF | FPWA, Processor, 100VAC, PHANTOM,SEE NOTE | 0 | 0 | 126.49 | 0
871A-4F-13-50 | Elec,871A-4F-13,50FT Cable | 0 | 330.34 | 155.953 | 0 | Lab-Ovh
01351-S | CABLE ASSY | 0 | 0 | 0 | 0
01351-S-40 | CABLE ASSY,40FT | 0 | 0 | 23.824 | 0
01351-S-8M | CABLE ASSY,8M | 0 | 0 | 17.359 | 0
BS805RA | Acce,Cable Assembly | 0 | 0 | 0 | 0
BS805RA-40 | Acce,Cable Assembly,40FT | 0 | 0 | 21.369 | 0
BS805RA-8M | Acce,Cable Assembly,8M | 0 | 0 | 14.904 | 14.471
871CC-A2-34-8M | Elec,871CC-A2-34,8M Cable | 0 | 444.93 | 197.656 | 182.522 | Lab-Ovh
PH12-2P11Q-SZZ | Elec,pH,12MM,HTDome Bulb,PEEK 120MM,PT100,VP Conn,3-A,No Cer | 0 | 495.63 | 442.696 | 241.344 | Lab-Ovh
BS810QB | Patch Cord - 20ft, High Temp, No preamp sensor | 0 | 363.82 | 123.044 | 114.094 | Lab-Ovh
875CR-A2F-A | CT/RESISTIVITY ANALYZER 120VAC,50/60Hz,PIPE,FM,STORM DOOR | 0 | 373.55 | 144.678 | 144.678 | Lab-Ovh
PH10-2N2A-2 | Elec,Dolphin,PH,DOME BULB,NO GUARD,PT1K,20FT CABLE,PIN LUGS | 0 | 275.15 | 147.087 | 159.362 | Lab-Ovh
873RS-AIWCNZ | RESISTIVITY ANALYZER,120VAC,4-20MA,PANEL MOUNT,CSA | 0 | 287.87 | 126.123 | 133.84 | Lab-Ovh
873PH-AIPFGZ-7 | PH ANALYZER,120VAC,4-20MA,FM,STORM DOOR | 0 | 330.63 | 155.22 | 155.22 | Lab-Ovh
871EC-SP7 | Elec,CT,Small Bore PEEK,100K,316SS,ST FLANGE | 0 | 493.78 | 325.047 | 325.047 | Lab-Ovh
PH10-1P1A | Elec,Dolphin,PH,DOME BULB,W/PCB,PT100,10FT CABLE,PIN LUG | 0 | 273.69 | 125.478 | 113.281 | Lab-Ovh
BS814KJ | Foxboro Smart Sensor Patch Cord - 50ft, high temp | 0 | 743.31 | 200.935 | 201.216 | Lab-Ovh
871CC-A24EP327D | ELEC,871CC-A2-4 with ECEPEP327DA shielded cable | 0 | 445.08 | 208.205 | 208.205 | Lab-Ovh
333227 | Solu,Fluoride Standard, 100ppm as F- | 0 | 0 | 0 | 0
BS813PX | PEEK TUBE 12MM ETCHED | 0 | 0 | 243.86 | 0
BS809FT | SEAL,CABLE | 9868 | 0 | 0.16611 | 0.09
BS809RY | SENSOR BODY ASSY,UNIVERSAL | 0 | 0 | 379.288 | 0
BS813PT | PEEK TUBE 12MM ETCHED | 0 | 0 | 161.584 | 16.92
5792200 | Elec,Temp,316SS,30K,16"twisted leads,T0HCS-X06-X0X-XX16XX | 0 | 0 | 3.252 | 0
EP553A | Cert, Shelf Life Certificate Document | 0 | 75 | 0.01 | 0
R0123AT | 316L ST ST PIPE 1.50 SCH 40 | 50 | 0 | 39 | 39
BS806AR | ADAPTOR 2727 | 25 | 0 | 17.658 | 84.6 | Lab-Ovh
BS806AQ | SHAFT-INSERT.BVI-4 457,2661 | 9 | 0 | 36.683 | 36.347 | Lab-Ovh
BS813GX | BUSHING MOUNT, 3/4 inch,CPVC,GRAY | 12 | 0 | 19.949 | 19.351 | Lab-Ovh
BS810HA | BUSHING 3/4" X 1" 316SS | 13 | 175 | 50 | 50
BS810FN | UPPER HOUSING,TRI-CLOVER SANIT | 6 | 0 | 38.014 | 38.555 | Lab-Ovh
500210-0001 | Sub,Membrane Body,Blk,ABS,0.470"ODx4.555"L,CO35A-04-01-R | 40 | 0 | 1.013 | 1.013
443038-0006 | Sub,CT Body, Epoxy Tube, Blk,.580"ODx3.17"L,CT40L-84-01 | 1 | 0 | 1.234 | 1.112
871FT3E3D3R310 | ELEC,FT CT,871FT-3E3D3R-3,10FT CABLE LENGTH | 0 | 2821.32 | 2674.566 | 1957.979 | Lab-Ovh
871A-3F-3-20FT | Elec,pH Probe,Flat Bulb,PT1k,Cable 20ft | 0 | 310.69 | 138.704 | 145.334 | Lab-Ovh
871A-2F-3-15M | Elec,pH Probe,Flat Bulb,PT100,w/PCB,Cable 15m | 0 | 325.73 | 154.943 | 161.573 | Lab-Ovh
99030043-A | Cable,2 Connductor With Shield,Gray Jacket | 400 | 0 | 0.6096 | 0.61
X0145MY | Raw,O-Ring,Viton VW076-75, 2-043, | 84 | 0 | 0.05 | 0.05
S-R0G1-02 | Sub,R0G1,glass stem assy,Pt band | 0 | 0 | 0 | 0
AS345AN | SHAFT INSERT 2661,457 | 0 | 0 | 55.353 | 55.017 | Lab-Ovh
BS700AE | PLUG HEX BVI-1 (316) | 47 | 0 | 23.387 | 23.497 | Lab-Ovh
BS811NE | PREAMP BLOCK | 20 | 0 | 45.75 | 45.75
HS000CG | PIPE 316 .50 SCH160 SEAMLESS | 30 | 0 | 32.5 | 32.5
BS811NC | PA MOUNTING PLATE | 1 | 0 | 25.925 | 4.81 | Lab-Ovh
BS811RE | EC CABLE ASSY | 0 | 0 | 90.519 | 0
BS811TD | 875CR 24VDC PROCESS BD | 0 | 0 | 0.744 | 365.6
BS811TM | 875EC 24VDC PROCESS BD | 0 | 0 | 0.744 | 0
BS810XJ | FLANGE,2" ANSI 150 LB. | 4 | 0 | 201.87 | 201.87
BS814LD | UNIVERSAL BUSHIN FLANGE MOUNT | 2 | 0 | 20.71 | 88.17
2800005 | Raw,Washer,Lehigh1FWSS295490038 | 500 | 0 | 0.45 | 0.45
2100-002 | CONN, AV, Plug, 4 Pin, Cbl Mnt,Uninsulated Black,5A,600V,91S | 2 | 0 | 78.64 | 78.64
X0119PQ | Raw,Screw,2-56 X 3/16 PH FLAT HD M/S S/S | 282 | 0 | 0.09 | 0.04
P0178KV | CONN, CIRC Tajimi Connector 1108 32A10 7M 10 | 195 | 0 | 15.03 | 15.03
BS806CF | SEAL-ELECTRODE,1.0 C.F 703 | 389 | 0 | 2.9 | 2.9
BS811CM | Raw,Washer,Epoxy Black DC-204 | 4472 | 0 | 0.06 | 0.06
B0158LR | BODY, ULTEM 1000 BLK, MACHINED | 0 | 0 | 19.966 | 80.98
EP485A4E0001MRX | Acce,Calibration Plug for 871FT | 0 | 161.32 | 100.827 | 0 | Lab-Ovh
B0127CB | CAP 1019 | 157 | 0 | 0.03 | 0.03
8000325 | ROD, HEX 303, 2.25 | 11 | 0 | 77 | 77
2700247 | PLUG 316,1.25NPT, MALE (solid) | 13 | 0.02 | 67.36 | 67.36
8000316 | PIPE 316 1.0IPS,SCH80,SEA | 13 | 0 | 34.6 | 34.6
8000067 | ROD HEX 303 1.5 486 | 4.72 | 0 | 25.38 | 25.375
X0178LF | 1-1/2 150# THRD UNION 316 THRD UNION IMPORT | 10 | 0 | 32.6267 | 32.6267
BS813GV | BUSHING, 3/4 NPT, 316SS | 17 | 0 | 59.95 | 59.95
BS814NR | SHAFT ADAPTER, PH12, 316SS | 1 | 0 | 47.729 | 24.882 | Lab-Ovh
R1005HW | Natural, Kynar 740 ROD 2.0" O.D. Virgin PVDF | 12 | 0 | 141 | 141
R1005LG | ROD, 1.125" DIA, KYNAR 740 | 8 | 0 | 22.34 | 22.34
BS813CQ | VP CABLE HOUSING, NYLON | 15 | 0 | 21.069 | 117.37 | Lab-Ovh
BS813CT | CAUTION LABEL | 99 | 0 | 15 | 15
B1279QA | NYLON ROD 101 1.375"DIA,EXTRD | 12 | 0 | 7.72 | 7.72
8000348 | HEX ROD, 303SS 2.75 1587 | 8 | 0 | 120.1 | 120.1
8000068 | Raw,Hex 1" Type 303SS | 30 | 0 | 11.53 | 11.53
00190095 | Pipe Plug,SS316,1/4" High Pressure | 0 | 4.49 | 4.96 | 4.96
CA77-14PI | Elec,ISE,PVC M,DJ#CA77L-P00-Z0X-SM03TX | 1 | 472.26 | 46.204 | 45.85 | Lab-Ovh
BS811FL | Acce,Kit,Mounting, Pipe Reinforced | 0 | 0 | 139.822 | 138.661
X0174AH | Raw,Screw,HEX HEAD CAP | 590 | 0 | 0.15 | 0.15
7000007 | Raw,Bag,Clear Ziplock Bag 4" x 6", 4 mil thick | 670 | 0 | 0.046 | 0.05
V-000B-36H | Elec,pH,Ryton Cap,X-VD,DJ,SPR,PT100,12x110mm,36FT cable | 2 | 319.07 | 45.061 | 47.631 | Lab-Ovh
C2-036-HA | Sub,Cable,HA,C2,36 Feet,Connector:77280014,Cable:99030517 | 0 | 0 | 25.373 | 20.028 | Lab-Ovh
C2-014-FG | Sub,Cable,FG,C2,14 Feet,99030517,Conn 6-pin,M03-025-002 | 0 | 0 | 35.418 | 28.362 | Lab-Ovh
6000-130-F0080 | Acce,Cable,6000130, 80FT | 0 | 230.6 | 158.138 | 0 | Lab-Ovh
X0118CC | 1-3/4OZ Tube Grease L0113-086 | 106 | 23.87 | 12.4 | 12.4
01331-S | Sub,Cable,Assembly, 871C HT 21FT 427 | 0 | 0 | 38.3 | 30.65
A2015AB | Raw,Washer,Lock, 5/16 MED SPLIT L/W SS | 1010 | 0 | 0.08 | 0.08
X0143AX | Raw,Washer,Flat, 1/4 NRW Type A 625 X 281 | 787 | 0 | 0.09 | 0.09
K0123ME | Raw,Washer,Lock, 1/4 REG SPLIT L/W 316 SS | 1890 | 0 | 0.12 | 0.12
X0173SZ | Raw,Screw,1/4-20 X 1/2 HEX HD C/S S/S BRIGHT A | 6276 | 0 | 0.18 | 0.18
441032-0001 | Sub,Body,Grey PVC,0.6"ODx2.14"L,H0HTV-04-01 | 25 | 0 | 0.562 | 0.562
441012-0007 | Sub,Cap,Grey PVC Rod,0.6"ODx0.7"L,H0HTV-04-02 | 52 | 0 | 0.053 | 0.039
441005-0016 | Sub,Connector Housing,Grey PVC,0.41"ODx1.388"L,H0HTV-04-03 | 42 | 0 | 0.109 | 0.052
441005-0017 | Sub,Junction Base,Grey PVC,0.5"ODx0.25"L,H0HTV-04-05 | 50 | 0 | 0.019 | 0.008
414004-054 | Sub,Cut, Lead Free Glass, 3.40mm (0.135") OD x 2.12"L | 0 | 0 | 0.007 | 0
441070-0004 | Sub,Body,Blk PVC,0.6"ODx2.14"L,RHHTV-04-01 | 25 | 0 | 0.172 | 0.172
441070 | Raw,PVC Pipe, 3/8", Sch40, Blk RoHS2 | 110 | 0 | 0.86 | 0.86
X0143AY | Raw,Washer,Flat, 5/16 NRW Type A 688 X 344 | 736 | 0 | 0.16 | 0.1591
BS806BY | BUSHING,INSERT | 11 | 0 | 17.913 | 18.628 | Lab-Ovh
R1005LJ | ROD,1.50 DIA,ULTEM 1000, BLK | 20 | 0 | 35.83 | 35.83
BS809PJ | SENSOR BODY ASSY,3/8 NPT | 2 | 0 | 414.814 | 292.213
BS809TN | BVI,CABLE SENSOR 871CR | 0 | 0 | 29.166 | 28.117
BS806WA | LOWER HOUSING ASSY, IT | 0 | 0 | 114.351 | 0
BS809MZ | INSERT CELL ASSY,STD,TI,CPVC | 0 | 0 | 112.217 | 0
BS809SY | BVI,CABLE SENSOR 871CR | 0 | 0 | 130.16 | 0
BS807NT | INSLTR ASSY 10 | 0 | 0 | 95.161 | 0
BS805WG | INDUCTOR, LR, 30T, 1/2"-3/4" | 0 | 0 | 45.732 | 52.46
BS806YN | CABLE ASSY,TFE, LUGGED | 0 | 702.78 | 200.338 | 200.338 | Lab-Ovh
BS806YP | CABLE ASSY, TFE, LUGGED | 0 | 0 | 304.16 | 0
BS807HU | Acce,Cable,Ground Common | 0 | 0 | 0.034 | 0.03
BS807WR | RTD ASSY | 2 | 1109.5 | 451 | 451
C3284NH | Raw,Nut,Sm Patt Hex, 6-32 M/S 1/4 AF X 3/32 | 94 | 0 | 0.02 | 0.02
BS806VP | CABLE ASSY,PH-1T | 0 | 0 | 26.418 | 0
8010010 | ROD,POLYPROPYLENE 3.5 | 5 | 0 | 84.6 | 84.6
8010063 | ROD, RULON LD. .63 | 5 | 0 | 6.5 | 6.5
HS010AT | NORYL EN-265,1.500 DIA,BLK | 8 | 0 | 33.55 | 33.55
XP003AP | ROD 3/8 316SS | 12 | 0 | 1.71 | 1.71
BS807SV | HOUSING, MOTOR BODY | 0 | 0 | 17.748 | 0
BS807SF | Raw,Gasket, Plate 480 | 11 | 0 | 18.25 | 18.25
BS807SW | FLANGE, ADAPTER | 0 | 0 | 15.531 | 0
P0170BS | CABLE PER FOOT Southwire # 55:05:61:02 | 506 | 1.26 | 0.36 | 0.36
X0115CX | TERMINAL | 844 | 0 | 0.17 | 0.17
6010362 | Raw,Sleeve, Black 0.5 x 1.5 | 45 | 0 | 1.82 | 1.82
871PH-3B2A-3-30 | Elec,871PH-3B2A-3,30FT Cable | 0 | 504.64 | 281.871 | 0 | Lab-Ovh
B/T-S004-B | Acce,Cable,coax,4F,BNC with blue boot to tinned leads,pH+/- | 0 | 31.8 | 1.869 | 1.784 | Lab-Ovh
B/T-S004-R | Acce,Cable,coax,4F,BNC with red boot to tinned leads,ORP+/- | 0 | 31.65 | 1.99 | 1.898 | Lab-Ovh
412001-058 | Sub,Cut,Pyrex Glass Tubing,7mmODx2.25"L,ARSGG-01-01 | 0 | 0 | 0.052 | 0
445008-0006 | Sub,Cap,Teflon,Natural,0.620"ODx1.035"L,ARSGG-04-02 | 20 | 1.07 | 1.665 | 0.198
445003-0009 | Sub,Top Piece,Teflon,Natural,0.5"ODx0.2"L,ARSGG-04-01 | 75 | 0 | 0.05 | 0.061
414014-058 | Sub,Cut, Lead Free Glass, 5.97mm (0.235") ODx2.25"L | 0 | 0 | 0 | 0
BS811FB | BRACKET, PIPE MOUNT | 1 | 0 | 122.258 | 146.226 | Lab-Ovh
0051183 | BUSHING PVC | 0 | 82.4 | 24.122 | 23.343 | Lab-Ovh
PH10-1N1A-C2 | Elec,Dolphin,PH,DOME BULB,PT100,20FT CABLE,PIN LUGS,CHEM | 0 | 318.96 | 204.383 | 205.655 | Lab-Ovh
BS812XL | HOUSING,RTD,SS304 | 0 | 28.26 | 60.929 | 0 | Lab-Ovh
PH10-2P2A-E2 | Elec,Dolphin,PH,DOME BULB,NO GUARD,W/PCB,PT1K,20FT,PIN LUGS, | 0 | 285.41 | 138.212 | 145.816 | Lab-Ovh
PH10-1N1Q-E | Elec,Dolphin,PH,DOME BULB,PT100,VP CONN,EPDM | 0 | 338.24 | 140.88 | 0 | Lab-Ovh
871FT3C3D3T3940 | ELEC,FT CT,871FT-3C3D3T-39,40FT CABLE LENGTH | 0 | 3613.14 | 3095.653 | 0 | Lab-Ovh
FIT12-1RT040L | SENSOR HOLDER PROTECTION,W/GUARD,1-1/4"NPT,40MML,316SS | 0 | 644.65 | 471.063 | 0 | Lab-Ovh
ORP10-1N1A-3 | Elec,Dolphin,ORP,PT,PT100,30FT CABLE,PIN LUGS | 0 | 350.83 | 250.59 | 0 | Lab-Ovh
871A-4E-3 | Elec,ORP PROBE,GOLD,PT1K,W/PCB,CABLE PER S.O. | 0 | 257.81 | 91.441 | 0 | Lab-Ovh
871CR-A2T1B1H1 | CT R-SENSOR,0.1,PVDF,TI,3/4"NPT PVDF,PT1K,60FT HTCABLE,#6 | 0 | 880.85 | 763.326 | 0 | Lab-Ovh
871CR-C5G4H1B1 | CT R-SENSOR,10,NORYL,GP,4" INSERT,1"SS VALVE,PT1K,20FTHT,#6 | 0 | 1256.66 | 725.98 | 0 | Lab-Ovh
871EC-RE0-3K | Elec,CT,Largw Bore PEEK,100K,KALREZ,Cable PER S.O | 0 | 463.46 | 386.801 | 0 | Lab-Ovh
871EC-SP0-3 | Elec,CT,Small Bore PEEK,100K,Cable PER S.O | 0 | 257.39 | 121.884 | 0 | Lab-Ovh
871FT-3G3D3T | ELEC,FT CT,IND-HI,2",316SS,PEEK,FL ANSI150,PT100 | 0 | 4581.51 | 2583.601 | 0 | Lab-Ovh
871FT-4G2D3C-CP | ELEC,FT CT,IND-LOW,2",HST,PEEK,FL ANSI150,CAL CABLE,CHE | 0 | 7663.96 | 6073.139 | 0 | Lab-Ovh
871PH-1D1A-5 | Elec,pH,Ryton,Flat,w/PCB,PT100,TI,Ceramic jct,male,CB PER SO | 0 | 499.04 | 285.704 | 0 | Lab-Ovh
871PH-1G3A | Elec,pH,Ryton,Dome ht,w/PCB,316ss,Ceramic jct,20ft Cable,pin | 0 | 518.27 | 266.771 | 245.264 | Lab-Ovh
871PH-1U1B | Elec,pH,Ryton,Dome ht,w/PCB,PTfe,TI,Ceramic jct,20ft Cable,p | 0 | 496.33 | 252.555 | 238.276 | Lab-Ovh
CS40-1.0PT10000 | Elec,Cond,1.0,SS316/PEEK,1000 ohm,3/4"MPT | 0 | 0 | 0 | 0
CS401.0PT100010 | Elec,Cond,1.0,SS316/PEEK,1000 ohm,3/4"MPT | 1 | 0 | 275 | 275
DOL2-0504 | Elec,ODO,Gen2,0-5V output,2M,T,0-50ppm | 0 | 313.78 | 134.255 | 133.751 | Lab-Ovh
443016-0009 | Sub,Body,Epoxy Tube,Clr,0.476"ODx3.05"L,RoHS3,CA12Q-P4-04 | 2 | 0 | 1.51 | 1.533
876EC-TWAA | ELECTRODELESS CT INTELLIGENT TRANSMITTER | 0 | 235.55 | 86.062 | 0 | Lab-Ovh
876EC-TXAA-7 | ELECTRODELESS CT INTELLIGENT TRANSMITTER | 0 | 239.73 | 92.922 | 92.922 | Lab-Ovh
876EC-TXZZ | ELECTRODELESS CT INTELLIGENT TRANSMITTER | 0 | 235 | 85.12 | 490.306 | Lab-Ovh
876EC-TXZZ-7 | ELECTRODELESS CT INTELLIGENT TRANSMITTER | 0 | 239.23 | 92.45 | 92.45 | Lab-Ovh
876EC-TYAA-7 | ELECTRODELESS CT INTELLIGENT TRANSMITTER | 0 | 244.34 | 92.922 | 92.922 | Lab-Ovh
876EC-TYZZ-7 | ELECTRODELESS CT INTELLIGENT TRANSMITTER | 0 | 243.84 | 92.45 | 85.906 | Lab-Ovh
876PH-SWFA-7 | PH/ORP/ISE INTELLIGENT TRANSMITTER | 0 | 263.12 | 112.225 | 107.304 | Lab-Ovh
876PH-TXAA-7 | PH/ORP/ISE INTELLIGENT TRANSMITTER | 0 | 242.8 | 92.732 | 88.61 | Lab-Ovh
876PH-TYAA-7 | PH/ORP/ISE INTELLIGENT TRANSMITTER | 0 | 247.41 | 92.732 | 88.61 | Lab-Ovh
876PH-TYZZ | PH/ORP/ISE INTELLIGENT TRANSMITTER | 0 | 245.21 | 88.057 | 453.959 | Lab-Ovh
BS811EN | BALL VALVE 316SS | 0 | 955.06 | 658.255 | 660.215 | Lab-Ovh
BS811GW | PATCH CORD, VARIOPIN 30' | 0 | 332.66 | 112.761 | 112.761 | Lab-Ovh
BVA-PHA1P16-D | BALL VALVE,PH10/ORP10,316SS,FFKM,0-16"L,2"ANSI150#FLANGE | 0 | 1964.73 | 1608.19 | 0 | Lab-Ovh
BVA-PHA2P16-D | BALL VALVE,PH10/ORP10,TI,FFKM,0-16"L,2"ANSI150#FLANGE | 0 | 5673.04 | 5219.733 | 0 | Lab-Ovh
BVA-PHD1V08-S | BALL VALVE,PH12,1-1/4",316SS,VT O-RING,0-8"L,SAFETY GUARD | 0 | 1834.32 | 1400.655 | 0 | Lab-Ovh
BVA-PHF1E16 | BALL VALVE,PH12 SMART,1-1/4"316SS,EPDM,0-16"L | 0 | 1426.56 | 1025.201 | 0 | Lab-Ovh
EP271B | Acce,Kit,316SS Mounting | 2 | 142.24 | 9.73 | 10.043 | Lab-Ovh
EP271BB | Acce,Kit,316SS Mounting,same as EP271BA | 2 | 298.82 | 54.016 | 78.361 | Lab-Ovh
EP307B1T1T1S1 | ELECTRODELESS CT | 0 | 601.04 | 566.182 | 493.145 | Lab-Ovh
EP307B4P1T2P1 | ELECTRODELESS CT | 0 | 411.32 | 324.543 | 0 | Lab-Ovh
EP485A3G0500MXX | Acce,Calibration Plug for 871FT | 0 | 161.32 | 73.077 | 0 | Lab-Ovh
EP485QSP0232MXX | Acce,Calibration Plug for 871EC | 0 | 220.66 | 104.48 | 70.097 | Lab-Ovh
EP485QSP0500MXX | Acce,Calibration Plug for 871EC | 0 | 220.66 | 104.48 | 0 | Lab-Ovh
ORP10-1N1A-2 | Elec,Dolphin,ORP,PT,PT100,20FT CABLE,PIN LUGS | 0 | 330.71 | 233.618 | 211.401 | Lab-Ovh
ORP10-1N2A-5H | Elec,Dolphin,ORP,PT,PT1K,50FT HTCABLE,PIN LUGS | 0 | 465.05 | 397.637 | 350.589 | Lab-Ovh
ORP10-1N2B | Elec,Dolphin,ORP,PT,PT1K,10FT CABLE,VP CONN | 0 | 365.25 | 267.817 | 346.725 | Lab-Ovh
P0170UV-0330FT | Acce,Cable,330FT | 0 | 1141.25 | 325.97 | 0.53 | Lab-Ovh
BS811HJ | Acce,Cable,Extension,Conductivity,7-pin,50feet | 0 | 346.99 | 106.288 | 60.18 | Lab-Ovh
2800557 | Raw,Screw,0.164-32 X 0.5 130 | 942 | 0 | 0.092 | 0.092
BS813ZP | 1 1/4"NPT,SS,FERRULE SEAT | 8 | 0 | 37.375 | 122.23 | Lab-Ovh
BS814NQ | Smart PH12 Strain Relief | 0 | 0 | 169.7 | 0
0036504 | Raw,Washer,Lock | 1085 | 0 | 0.03 | 0.03
BS806VM | Raw,Strap,Earth | 2 | 0 | 209 | 209
BS806XZ | Toroid Sensor Assy, HR 1”-2", DN20, San. | 0 | 0 | 800.839 | 0
BS807BE | TAG, WARNING | 54 | 0 | 0.033 | 0.03
BS807BL | Clamp, Sanitary 2" | 6 | 0 | 25.385 | 25.25 | Lab-Ovh
BS807DF | TAG, WARNING | 47 | 0 | 0.033 | 0.03
BS807VT | RTD 100OHMS ASSY,San,2”-3” (D0202QT with 3A Marking) | 0 | 1962.06 | 560.588 | 505
PH10-1N1B-3 | Elec,Dolphin,PH,DOME BULB,PT100,30FT CABLE, VP CONN | 0 | 329.78 | 217.382 | 204.754 | Lab-Ovh
BS807YD | Acce,Kit,O-Ring 1"-2" | 0 | 0 | 6.568 | 0
EP542A | Cert, Mercury Free Certificate Document | 0 | 75 | 0 | 0
871EC-TF7-3-30 | Elec,871EC-TF7-3, 30FT Cable | 0 | 825.65 | 570.243 | 647.366 | Lab-Ovh
871PH-3F1A3-15M | Elec,871PH-3F1A-3,15M Cable | 0 | 518.38 | 281.549 | 267.484 | Lab-Ovh
X0174AQ | Raw,Screw,Machine | 400 | 0 | 0.21 | 0.21
S0112TC | Flge Protectr 2" | 20 | 0 | 0.56 | 0.56
BS805YW-35 | Assy-Cable Assembly, 35ft. | 0 | 0 | 128.565 | 0
BS805YW-30 | Assy-Cable Assembly, 30ft. | 0 | 0 | 111.193 | 0
443012-0018 | Sub,Probe Tube,Epoxy,Blk,476"ODx2.38"L,H001L-34-01 | 0 | 0 | 0.804 | 0
450438-0002 | Sub,CT25 Molded Body,Blk ABS,cut to 3.53"L,CTGBZ-04-01-R | 0 | 0 | 0.337 | 0
450084-0003 | Sub,Housing,Blk PPS (Ryton),0.85"IDx0.63"Step,CTGBZ-04-04-R | 1 | 0 | 6.879 | 3.073 | Lab-Ovh
450438-0001 | Sub,CT25 Molded Body,Blk ABS,cut to 1.446"L,CTMTA-04-01-R | 13 | 0 | 0.337 | 0.22
PH10-1N1Q-EFA | Elec,Dolphin,PH,DOME BULB,PT100,VP CONN,EPDM,FM | 0 | 358.8 | 145.135 | 125.542 | Lab-Ovh
PH10-1P1A-4 | Elec,Dolphin,PH,DOME BULB,W/PCB,PT100,40FT CABLE,PIN LUGS | 0 | 289.88 | 141.518 | 123.126 | Lab-Ovh
PH10-1P1Q-CN | Elec,Dolphin,PH,DOME BULB,W/PCB,PT100,VP CONN,CSA&FMC | 0 | 693.78 | 516.225 | 0 | Lab-Ovh
PH10-2N2A | Elec,Dolphin,PH,DOME BULB,NO GUARD,PT1K,10FT CABLE,PIN LUGS | 0 | 259.64 | 129.272 | 130.81 | Lab-Ovh
PH10-2P2A-5 | Elec,Dolphin,PH,DOME BULB,NO GUARD,PT1K,50FT CABLE,PIN LUGS | 0 | 300.1 | 201.901 | 0 | Lab-Ovh
PH10-2P2A-E | Elec,Dolphin,PH,DOME BULB,NO GUARD,PT1K,10FT CABLE,LUG,EPDM | 0 | 279.06 | 128 | 139.522 | Lab-Ovh
PH10-3N1A-E | Elec,Dolphin,PH,FT BULB,PT100,10FT CABLE,PIN LUGS,EPDM | 4 | 251.05 | 128.195 | 126.589 | Lab-Ovh
PH12-1G12Q-ZZ | Elec,pH,12MM,Dome Bulb,GLASS,120MM,PT1K,VP Conn,No Agency Ce | 0 | 462.77 | 341.199 | 0 | Lab-Ovh
PH12-1P11Q-PZZ | Elec,pH,12MM,Dome Bulb,PEEK,120MM,PT100,VP,FFKM,No Agency Ce | 0 | 622.98 | 568.716 | 422.915 | Lab-Ovh
PH12-3P12Q-PZZ | Elec,pH,12MM,FT Bulb,PEEK,120MM,PT1K,VP,FFKM,No Agency Cert1 | 0 | 627.55 | 569.727 | 367.886 | Lab-Ovh
PH12-3P21Q-MZZ | Elec,pH,12MM,FT Bulb,PEEK,225MM,PT100,VP,MANUAL,No Agency Ce | 0 | 448.1 | 506.06 | 214.306 | Lab-Ovh
PH12-BP11Q-ZZ | Elec,pH/ORP Combo,12MM,HTDome/PT,PEEK,120MM,PT100,VP,No Cert | 0 | 591.4 | 483.827 | 0 | Lab-Ovh
EP462AEP486B-3 | EP462A,3 FT CABLE w/VP CONN | 0 | 194.82 | 110.589 | 90.995 | Lab-Ovh
BS806AN-EP282B | 316SS INSERT ASSY WO BALL | 0 | 1109.21 | 741.712 | 0 | Lab-Ovh
PH12-BP12Q-ZZ | Elec,pH/ORP Combo,12MM,HTDome/PT,PEEK,120MM,PT1K,VP,N Cert | 0 | 595.97 | 484.837 | 330.546 | Lab-Ovh
876CR-TXFN-7 | CT&RESISTIVITY INTELLIGENT TRANSMITTER | 0 | 248.4 | 104.457 | 96.44 | Lab-Ovh
871EC-RE0-3 | Elec,CT,Largw Bore PEEK,100K,Cable PER S.O | 0 | 374.15 | 337.262 | 0 | Lab-Ovh
876PH-TWAA-M | PH/ORP/ISE INTELLIGENT TRANSMITTER | 0 | 238.61 | 85.872 | 458.07 | Lab-Ovh
BS805JV | BALL VALVE ASSY | 0 | 1536.1 | 1173.386 | 1173.386 | Lab-Ovh
873PH-AIYFGZ-7 | PH ANALYZER,120VAC,3-20MA,METAL PIPE MOUNT,FM,STORM DOOR | 0 | 256.55 | 89.128 | 89.128 | Lab-Ovh
871PH3A1AQT-AUX | 871PH-3A1A-QT+0051189 | 0 | 674.82 | 376.597 | 0
Q0104KC | Solu,Kit,pH4 Buffer | 0 | 84.7 | 26.6 | 26.6
Q0104KA | Solu,Kit,pH10 Buffer | 30 | 84 | 25.16 | 25.16
871EC-PP0-6 | Elec,CT,Small Bore PP,PT100,Conn | 0 | 390.66 | 159.423 | 290.55 | Lab-Ovh
BS811RM-M09 | Acce,9m Patch Cable, stnd temp | 0 | 252.48 | 136.288 | 64.55 | Lab-Ovh
875CR-D1F-C | CT/RESISTIVITY ANALYZER,24VDC,PANEL,FM,HART COMM | 0 | 359.8 | 121.947 | 0 | Lab-Ovh
871CC-K2 | CONTACTING CT,THREADED BUSHING,3/4NPT HT PT100,K=0.1,TI | 0 | 435.76 | 266.772 | 266.772 | Lab-Ovh
44C017-JP1345-G | Sub,Pin,Graphite Rod,.3125"ODx0.8"L,JP1345#CT55V-04-01 | 0 | 0 | 4.503 | 2.172 | Lab-Ovh
550001-0003 | Sub,Antimony, Antimony slug, 0.190"ODx0.75"L,H0G3G-05-01 | 9 | 0 | 27.195 | 12.376
414011-047 | Sub,Cut,Lead Free Glass,8mm (0.325+/-0.005")ODx1.83"L | 0 | 0 | 0.002 | 0
95552111-S | Raw,O-Ring,Simriz 2-111 - see note | 0 | 9.43 | 7.78 | 7.78
55001119 | Labor,Bright Nickel Coating of Brass Nut for PSE-01 | 0 | 0.63 | 0 | 0
P0178KU | CONN, CIRC Tajimi Connector 1108 23A10 7M | 274 | 0 | 8.77 | 8.77
BS805UB-040FT | CABLE ASSY,40FT | 0 | 833.74 | 236.682 | 0 | Lab-Ovh
0022508 | Acce,Kit,Kitelectrode Electrode | 0 | 677.57 | 117.719 | 72.204 | Lab-Ovh
EP104A-B | RESISITIVITY MONITORING UNIT | 0 | 449.23 | 128.361 | 0
X0201GT | Raw,O-Ring,EPDM,90A14.00mmx17.56mm,Black | 62 | 0 | 1.774 | 1.774
P0178KW | CONN, CIRC Tajimi Connector 1108 12A10 7F 10 | 258 | 0 | 17.18 | 17.18
01330-S | Sub,Cable,Assembly | 0 | 0 | 72.98 | 30
871CR-C5G1E1B1 | CT R-SENSOR,10,NORYL,GP,3/4"NPT NORYL BUSH,PT100,20FTHT,#6 | 0 | 799.52 | 752.084 | 306.048 | Lab-Ovh
BS809RE | LABEL, 3A (Purchase B1279EH) | 8 | 0 | 0.066 | 1.46
BS811RX | Raw,Ground Strap | 73 | 0 | 12.6 | 12.6
X0173RZ | Raw,Spare Parts | 107 | 0 | 0.2 | 0.2
X0173SB | Raw,Ring,Retaining 2 1/2 Smalley | 166 | 0 | 1.34 | 1.34
BS814MG | LABEL,AGENCY(NEPSI Ex ia Ex ic) | 0 | 0 | 0.425 | 0
BS814AB | LABEL,AGENCY(ATEX/IEXEx) | 0 | 0 | 0.425 | 0.42
1345149 | HOUSING, CABLE, 871EC | 27 | 0 | 38.097 | 41.766 | Lab-Ovh
BS805YW | Assy-Cable Assembly, -LB | 0 | 0 | 46.47 | 0
T050-0005 | Temp,12mmODx120mmL ,GLS,PT100,BLK S7,T050G-X01-X0X-X000NX | 0 | 0 | 5.927 | 0
T050-1000 | Temp,12mmODx120mmL ,GLS,PT1000,BLK S7,T050G-X04-X0X-X000NX | 0 | 0 | 6.181 | 0
M24-030-007 | Sub,Billet,Antimony,0.305"ODx0.8'L | 4 | 0 | 16.703 | 16.703
BS807NU | ELECT ASSY 0.1 | 0 | 0 | 63.381 | 0
876EC-TXFN-7M | ELECTRODELESS CT INTELLIGENT TRANSMITTER | 0 | 242.12 | 96.029 | 0 | Lab-Ovh
871EC-HP0 | Elec,CT,Small Bore PEEK,PT100,20FT,LUGS | 4 | 520.17 | 345.039 | 345.039 | Lab-Ovh
876PH-TWAA | PH/ORP/ISE INTELLIGENT TRANSMITTER | 0 | 238.61 | 85.872 | 458.07 | Lab-Ovh
876PH-TXDA-7 | PH/ORP/ISE INTELLIGENT TRANSMITTER | 0 | 242.8 | 92.732 | 88.61 | Lab-Ovh
0051186 | RAW,1-1/2 316 SS Bushing/Twist-lock | 0 | 132.5 | 39.231 | 37.856 | Lab-Ovh
876PH-SYFA-7 | PH/ORP/ISE INTELLIGENT TRANSMITTERPH/ORP/ISE INTELLIGENT TRR | 0 | 267.74 | 112.225 | 112.225 | Lab-Ovh
XS004LD | ELECTRODE FLUORIDE W/BNC | 0 | 3202.02 | 1205.786 | 1093.567 | Lab-Ovh
PH10-3N2A-E3 | Elec,Dolphin,PH,FT BULB,PT1K,30FT CABLE,PIN LUGS,EPDM | 0 | 291.74 | 164.736 | 173.576 | Lab-Ovh
871EC-UT0 | Elec,CT,Largw Bore PEEK,PT100,20FT,LUGS | 0 | 649.36 | 574.014 | 550.211 | Lab-Ovh
876PH-SWAA | PH/ORP/ISE INTELLIGENT TRANSMITTER | 0 | 257.14 | 102.696 | 445.877 | Lab-Ovh
PH12-BP12S-AA | Elec,pH/ORP Combo,12MM,HTDome/PT,PEEK,120MM,PT1K,SM Conn,ATE | 0 | 1037.35 | 690.209 | 0 | Lab-Ovh
871EC-BW0 | Elec,CT,Large Bore PEEK,PT100,WIDE RANGE,20FT,LUGS | 2 | 649.36 | 564.196 | 564.196 | Lab-Ovh
871EC-PP7-3 | Elec,CT,Small Bore PP,316SS,TRI-CLAMP,Cable PER S.O | 0 | 422.52 | 313.57 | 0 | Lab-Ovh
0022713 | Acce,Kit,Ref Cav TI | 0 | 130.08 | 42.681 | 38.854 | Lab-Ovh
871PH-5G1D | Elec,pH,Ryton,Dome ht,PT1k,TI,Ceramic ion barrier jct,20ft,p | 0 | 522.98 | 283.023 | 275.715 | Lab-Ovh
876CR-TYDA-7 | CT&RESISTIVITY INTELLIGENT TRANSMITTER | 0 | 251.21 | 101.788 | 98.836 | Lab-Ovh
871CR-A3T1H1D1 | CT R-SENSOR,0.1,PEEK,TI,1"SS BALL VALVE,PT1K,30FTHT,#6 | 0 | 999.82 | 607.716 | 654.915 | Lab-Ovh
871EC-BW0-V | Elec,CT,Largw Bore PEEK,PT100,WIDE,20FT,LUG,VT | 0 | 651.4 | 562.293 | 552.087 | Lab-Ovh
0051199 | 2", 316 SS Flange | 0 | 966.77 | 283.438 | 276.51 | Lab-Ovh
875CR-C2F-A | CT/RESISTIVITY ANALYZER,240VAC,PIPE,FM,STORM DOOR | 0 | 373.55 | 144.678 | 142.412 | Lab-Ovh
0051180 | Flow Chamber SS | 0 | 140.8 | 53.251 | 51.644 | Lab-Ovh
BS810LV | Dolphin Ball Valve Insertion Assy 0-8", 316SS | 0 | 1693.24 | 1355.289 | 1355.289 | Lab-Ovh
EP485QTF0232MXX | Acce,Calibration Plug for 871EC | 2 | 220.66 | 104.48 | 103.583 | Lab-Ovh
EP485QTF0100MXX | Acce,Calibration Plug for 871EC | 0 | 220.66 | 104.48 | 70.097 | Lab-Ovh
871EC-TF3-3 | Elec,CT,FFKM,316SS,Cable PER S.O | 0 | 408.59 | 373.708 | 0 | Lab-Ovh
871FT-1G1A1T-C | ELEC,FT CT,IND-HI,2",PEEK,TRI-CLAMP,PT100,CAL CABLE | 0 | 2235.58 | 2069.42 | 0 | Lab-Ovh
871PH-4F1B | Elec,pH,CPVC,Flat Bulb,w/PCB,PT1k,TI,Ceramic jct,Ryton,20ft, | 0 | 529.08 | 285.057 | 318.99 | Lab-Ovh
871EC-HP7 | Elec,CT,SM Bore PEEK,HT,PT100,TRI-CLAMP,20FT,LUGS | 0 | 725.75 | 541.065 | 544.128 | Lab-Ovh
876PH-TYFN-M | PH/ORP/ISE INTELLIGENT | 0 | 245.03 | 88.542 | 456.134 | Lab-Ovh
871CC-A2-4 | Elec,CT,Threaded Bushing,3/4NPT,K=0.2,TI,LUGLESS T | 0 | 397.68 | 186.143 | 186.143 | Lab-Ovh
876PH-TYNA | PH/ORP/ISE INTELLIGENT TRANSMITTER | 0 | 243.22 | 85.872 | 481.714 | Lab-Ovh
876PH-TYAA | PH/ORP/ISE INTELLIGENT TRANSMITTERPH/ORP/ISE INTELLIGENT TRR | 0 | 243.22 | 85.872 | 454.407 | Lab-Ovh
876CR-TYAA | CT&RESISTIVITY INTELLIGENT TRANSMITTER | 0 | 247.03 | 94.928 | 0 | Lab-Ovh
876CR-TYNA | CT&RESISTIVITY INTELLIGENT TRANSMITTER | 0 | 247.53 | 95.4 | 123.392 | Lab-Ovh
876EC-TYAA | ELECTRODELESS CT INTELLIGENT TRANSMITTER | 0 | 240.16 | 86.062 | 488.565 | Lab-Ovh
871PH-1F1A3412M | Elec,871PH-1F1A-34,12M Cable | 0 | 502.94 | 271.994 | 257.772 | Lab-Ovh
BS811LX-12M | CABLE ASSY,12M | 0 | 0 | 42.323 | 42.244
871A-4E-3-30FT | Elec,871A-4E-3,30FT Cable | 0 | 309.32 | 127.223 | 0 | Lab-Ovh
871EC-SP0-3-10 | Elec,871EC-SP0-3,10FT Cable | 0 | 246.96 | 116.143 | 126.182 | Lab-Ovh
871EC-RE0-3K-35 | Elec,871EC-RE0-3K,35FT Cable | 0 | 435.58 | 476.525 | 293.994 | Lab-Ovh
871A-2F-13-50 | Elec,871A-2F-13,50FT Cable | 2 | 325.73 | 154.943 | 154.943 | Lab-Ovh
871PH-1D1A-5-30 | Elec,871PH-1D1A-5,30FT Cable | 0 | 523.02 | 339.016 | 402.672 | Lab-Ovh
871PH-5F1A-3-30 | Elec,871PH-5F1A-3,30FT Cable | 0 | 491.32 | 278.069 | 263.907 | Lab-Ovh
871A-2F-13-15M | Elec,871A-2F-13,15M Cable | 0 | 325.73 | 154.943 | 167.067 | Lab-Ovh
871EC-RE0-3-12M | Elec,871EC-RE0-3,12M Cable | 0 | 419.65 | 450.044 | 280.141 | Lab-Ovh
BS811LY-15M | CABLE ASSY,15M | 0 | 0 | 95.598 | 0
871A-1F-3-15M | Elec,871A-1F-3,15M Cable | 0 | 357.61 | 198.084 | 185.202 | Lab-Ovh
871EC-PP7-3-50 | 871EC-PP7-3,50FT CABLE | 0 | 499.78 | 460.573 | 0 | Lab-Ovh
871A-2F-3-5M | Elec,871A-2F-3,5M Cable | 0 | 292.42 | 118.978 | 134.344 | Lab-Ovh
871EC-TF3-3-20 | Elec,871EC-TF3-3,20FT Cable | 0 | 729.98 | 398.577 | 486.998 | Lab-Ovh
247021 | Raw,PCB Assembly, pH Signal Conditioning Board | 100 | 0 | 17.295 | 17.295
247022 | Raw,PCB Assembly, AD5750 Daughter Board, 0-5V/4-20mA | 90 | 0 | 15.705 | 0
BS809TA | BVI,CABLE SENSOR 871CR | 0 | 0 | 251.039 | 184.636
BS806FF | Acce,Kit, Surface Mounting | 4 | 0 | 115.85 | 115.401
2800078 | Raw,Screw,#90277A110 | 172 | 0 | 0.04 | 0.04
3100002 | PNS, TAPE, POLYESTER, .25 | 3 | 25 | 25 | 25
01107-S | Inductor, EV Sensor | 0 | 0 | 51.171 | 0
BS805UU | ASSY.CABLE HOUSING, EV | 4 | 0 | 86.741 | 86.821 | Lab-Ovh
EP518A | 871EC-EV3 CORE | 0 | 0 | 357.997 | 0
BS808NG | INSERT CELL ASSY,STD,TI,PVDFHA | 0 | 0 | 166.817 | 0
BS814LV | Upper Hsg Agency CSA IS | 0 | 0 | 7.814 | 0
B0134KP | WIRE, 316 STAINLESS STEEL 0.025" DIA. COIL | 7152 | 0 | 0.1 | 0.1
BS809NP | BUSHING 1439,2727 | 13 | 0 | 44.07 | 44.07
BS809PW | SENSOR BODY ASSY,BVI | 0 | 0 | 236.219 | 0
BS809PZ | SEAL,CABLE | 9929 | 0 | 0.20213 | 0.1375
BS809QU | CAP, CABLE 10cf 2260 | 6 | 0 | 52 | 52
X0172SM | Raw,O-Ring,Kalrez 2-118 | 4 | 0 | 46.15 | 46.15
BS807EW | INSULATOR,GF PEEK 2" 2260 | 27 | 0 | 113.35 | 113.35
BS807FQ | FLANGE 2" 316SS 80,1439 | 5 | 0 | 216.65 | 216.65
BS807JA | Toroid Sensor Assy, HR 2", IND 150 | 0 | 0 | 985.434 | 0
BS807VX | RTD 100 OHM ASSY | 4 | 0 | 317 | 317
BS810RW | Raw,O-Ring Kit, 2", TOROID | 0 | 0 | 21.73 | 0
X0201HB | Raw,O-Ring,EPDM 2-141 | 289 | 0 | 2.5 | 2.5
X0201HC | Raw,O-Ring,EPDM 2-145 | 199 | 0 | 5.39 | 5.39
XS004HV | Raw,Stud Bolt 2" | 12 | 0 | 19.619 | 19.143 | Lab-Ovh
BS807FL | FLANGE,2”,HAST 1439 | 3 | 0 | 1209.66 | 1209.66
BS807KH | SLEEVE INSUL 2144 | 12 | 0 | 524.66 | 524.66
BS807KM | Toroid Sensor Assy, LR 2", IND 150 | 0 | 0 | 1358.847 | 0
BS807YQ | Acce,O-Ring Kit | 0 | 0 | 282.684 | 0
X0201DR | Raw,O-Ring,#2-141 CHEMRAZ COMPOUND 505 | 17 | 0 | 59.51 | 59.51
X0201DS | Raw,O-Ring,#2-145 CHEMRAZ COMPOUND 505 | 18 | 0 | 64.85 | 64.85
046MTS050A | Acce,Aux Spec for a Supplemental MTS tag | 0 | 25.83 | 7.617 | 7.617 | Lab-Ovh
BS811LA | LABEL, AGENCY | 0 | 0 | 0.26 | 0
BS811EM | RETRACTION CHAMBER | 2 | 0 | 445.25 | 459.75
BS815AX | BVA FLNG MT BVA ET | 2 | 0 | 127.4 | 127.4
BS810MF | DOL INSERTION SHAFT 19.52" TI | 0 | 0 | 166.392 | 209.32 | Lab-Ovh
BS815BR | BVA FLNG MT BVA ET 2895 | 7 | 0 | 421.5 | 421.5
X0176CA | FITTING FULL PORT 3-PIECE BALL VALVE | 3 | 0 | 2436 | 2436
BS815NX | PH12-S, INS SHFT, SS, 16 | 0 | 0 | 252.394 | 339.81 | Lab-Ovh
BS810ER | Acce,Kit,Pipe Mount, Stainless Steel | 0 | 247.8 | 41.913 | 64.039
BS810FP | CAP,CABLE,PCTFE (WAS EP307AH) | 44 | 0 | 24.723 | 24.635 | Lab-Ovh
EP307AR | PFA BODY ASSY (#227-1185) | 4 | 303.19 | 334.645 | 292.58 | Lab-Ovh
X0201HJ | Raw,O-Ring,CHEMRAZ 505 FFKM 75A BLK | 27 | 0 | 30.23 | 30.23
BS806GW | CABLE ASSY,ALKALT,LUGLESS | 0 | 0 | 141.557 | 0
BS814LP | Upper Hsg Agency FM IS | 0 | 0 | 7.814 | 0
BS814LN | Upper Hsg Agency CSA NI | 0 | 0 | 7.814 | 0
BS814GT | SEAL,PROCESS 12MM,PH12 FFKM 70 Black | 151 | 0 | 120.59 | 120.59
873CC-BIWFGZ-7 | CONTACTING CT ANALYZER,220VAC,4-20MA,METAL PANEL MOUNT,FM,SD | 0 | 293.54 | 124.195 | 124.195 | Lab-Ovh
EP307B4P1T3P1 | ELECTRODELESS CT | 0 | 518.94 | 393.373 | 0 | Lab-Ovh
871CR-A2T6B1A1 | CT R-SENSOR,0.1,PVDF,TI,6" INSERT,3/4"NPT,PVDF BUSH,PT1K,206 | 0 | 793.38 | 613.883 | 0 | Lab-Ovh
CS-E/AAA | Cert, ATEX Type IA Intrinsically Safe for Group II Document | 0 | 75 | 0 | 0
BS806FA | Raw,Screw,1/4-20 X 6 HEX C/S S/S | 74 | 0 | 3.37 | 0.011
S0102BT | .94ODX.56L TAPERED CAP & PLUG LDPE RED | 0 | 0 | 0.07 | 0.011
X0124FQ | Raw,Screw,8-32 X 1 3/4 PH PAN HD M/S S/S | 500 | 0 | 0.3413 | 0.4019
X0173SC | Raw,Ring,Retaining | 259 | 0 | 9.36 | 9.36
X0143AZ | Raw,Washer,Flat, 5/16 WD Type A, 875 X 380 | 130 | 0 | 0.18 | 0.01
BS806VS | Raw,Bolt,U-Bolt | 2 | 0 | 17.01 | 17.01
BS811TN | 875PH 24V AC PROCESS BD | 0 | 0 | 0.42 | 0.42
X0166FS | Raw,Washer,Flat,Nylon, 624 X 280 X 047 | 152 | 0 | 0.074 | 0.074
X0102CC | Raw,Washer,Flat, 7/16 X 0.203 X 0.032 Flat, SS AN96 | 824 | 0 | 0.08 | 0.08
X0127DG | Raw,Screw,10-32 X 5/8 PH PAN M/S S/S | 75 | 0 | 0.1415 | 0.14
X0171SR | Raw,Nut,Nylon Stop, SS 1/4-20 79NE-040 | 160 | 0 | 0.09 | 0.0011
X0146RK | Raw,Washer,Flat, #8 NRW Type B 375 X 189 | 665 | 0 | 0.08 | 0.08
2800-001 | Raw,O-Ring,BUNA,70A,2.90mmx6.46mm,Black | 5578 | 0 | 0.1134 | 0.11
2800117 | Raw,O-Ring, 2-311 BUNA-N | 0 | 0 | 0.72 | 0.72
X0173SJ | Raw,Screw,1/4-20 X 1 1/2 SOC SET CUP PT S/S W/ | 397 | 0 | 0.52 | 0.52
BS806FH | Raw,Washer,Flat,Nylon 1 X 5/16 X 031 | 373 | 0 | 0.55 | 0.55
X0142JL | Raw,Nut,Heavy Hex, SS 5/8-11 | 166 | 0 | 0.56 | 0.56
414012-069 | Sub,Cut, Lead Free Glass, 4.95mm (0.195") OD x 2.7"L | 0 | 0 | 0.002 | 0
414012-098 | Sub,Cut, Lead Free Glass, 4.95mm (0.195") OD x 3.85"L | 0 | 0 | 0.002 | 0
450362-0002 | Sub,Base extension,Blk ABS,Internal Step#CL61V-S4-01-R | 10 | 0 | 0.269 | 0.218
449007-0043 | Sub,Base for Titanium,Blk ABS Rod,0.533"ODx1"L,CT54A-04-01 | 4 | 0 | 0.169 | 0.107
2800629 | Raw,Screw,0.164-32 X 0.13 130 316L SS #3 | 288 | 0 | 0.19 | 0.19
471030-0003 | Sub,TC Housing,SS Rod,0.175"ODx0.3"L,CT54A-04-05 (Titanium) | 19 | 0 | 0.423 | 0.381
500302-0003 | Sub,Body,Internal Step,0.53"IDx1",CT54A-04-02-R (Titanium) | 5 | 0 | 0.773 | 0.36
876PH-TYAA-7M | PH/ORP/ISE INTELLIGENT TRANSMITTER | 0 | 247.42 | 92.743 | 0 | Lab-Ovh
871EC-EV3-AUX | 871EC-EV3 with Aux spec ECEPEP518A | 0 | 761.87 | 951.024 | 0 | Lab-Ovh
BS807XC | Raw,Cable Seal | 9465 | 0.04 | 0.1617 | 0.11
BS811TB | 875CR 220VAC PROCESS BD | 0 | 0 | 0 | 0
1345-123 | INSERT SHAFT BVI-2 | 2 | 0 | 228.986 | 228.656 | Lab-Ovh
0051365 | SHAFT ASSY TI WAS C51365/51365 | 0 | 2096.37 | 556.12 | 594.223 | Lab-Ovh
BS811TL | EC PWA PROCESSOR | 0 | 0 | 0 | 0
2800029 | Raw,Screw,8-32 X 3/8 130 | 100 | 0 | 0.72 | 0.72
2701004 | BLD FLNG 316SS 80 | 4 | 0 | 206.52 | 206.52
DP611-092 | DP611-092 DEM.PRINT | 27 | 0 | 0.1 | 0.1
BS811TC | 875CR 240VAC PROCESS BD | 0 | 0 | 0 | 84.58
X0166JH | Raw,Nut,Hex | 116 | 0 | 0.03 | 0.03
876EC-TYCN-7 | ELECTRODELESS CT INTELLIGENT TRANSMITTER | 2 | 244.34 | 92.922 | 92.922 | Lab-Ovh
871CR-B2T1B1A1 | Elec,CT,R-Sensor,0.1,HTC,PVDF,TI,3/4"NPT PVDF BUSH,PT1K,20FT | 0 | 728.61 | 527.936 | 527.936 | Lab-Ovh
PH10-1S2S-CA | Elec,Dolphin,PH,DOME BULB,W/SMPCB,PT1000,S CONN,CSA | 0 | 395.37 | 247.822 | 229.257 | Lab-Ovh
443036-0007 | Sub,Body,Epoxy Tube,Gray,0.475"ODx4.415"L,w/Hole,FL44J-04-05 | 11 | 0 | 2.226 | 2.32
445004-0006 | Sub,Cap Body,0.63"ODx1.76"L,White Teflon,F0DRG-14-01 | 20 | 0 | 0.858 | 0.597
BS806GX | CABLE ASSY,ALKALI | 0 | 0 | 203.69 | 0
BS809BY | INSERT CELL ASSY,6",Ti,PVDF | 0 | 0 | 252.765 | 0
SS600CG | PWA M/910,15,20 | 33 | 0 | 128.31 | 128.31
BS815AU | FLANGE, 1 1/2" 316SS,150# | 4 | 0 | 177.58 | 177.58
BS811ND | REMOTE PREAMP ASSY | 0 | 0 | 162.805 | 0 | Lab-Ovh
BS811NB | Raw, Junction Box, Haygor Supplied Painted, Machined 0110160 | 7 | 0 | 97.25 | 97.25
2800007 | Raw,Screw,130 | 104 | 0 | 0.18 | 0.18
BS806BG | PIN DOW 303SS 0002 130 | 20 | 0 | 0.05 | 0.05
A0MH-SEMI | Sub,Housing,Multi,VWR,MP8 Conn/Cable#A0MH-06-02 | 0 | 0 | 153.395 | 0
RF0CR3 | Solu,Residual Chlorine RC68 Internal Fill Gel (IFG) | 8.885 | 0 | 20.03 | 20.03
RF0CR3-125 | Solu,Residual Chlorine RC68 Internal Fill Gel, 125mL | 0 | 35 | 3.576 | 3.645 | Lab-Ovh
871CC-M2 | CONTACTING CT,INSERTION,HTPT100,K=0.1,TI | 0 | 676.54 | 472.341 | 466.374 | Lab-Ovh
871CR-A3T4H1D1 | CT R-SENSOR,0.1,PEEK,TI,4" INSERT,1"SSBVA,PT1K,30FT HT,#6 | 0 | 1078.02 | 745.467 | 739.865 | Lab-Ovh
871CR-A3T4H1H1 | CT R-SENSOR,0.1,PEEK,TI,5" INSERT,1"SSBVA,PT1K,60FT HT,#6 | 0 | 1169.79 | 891.224 | 837.221 | Lab-Ovh
871CR-B2M1B1A1S | CT R-SENSOR,0.1,PVDF,MONEL,3/4"NPT,PVDF BUSH,PT1K,20FT,#6,NT | 0 | 830.93 | 799.409 | 645.455 | Lab-Ovh
871CR-B3T1C1A1S | CT R-SENSOR,0.1,PEEK,TI,3/4"NPT,PEEK BUSH,PT1K,20FT,#6,NIST | 0 | 733.56 | 534.224 | 0 | Lab-Ovh
871CR-C4G1D1A1 | CT R-SENSOR,10,GFPEEK,GP,3/4"GFPEEK BUSH,PT1K,20FT,#6 | 0 | 1025.62 | 613.027 | 613.027 | Lab-Ovh
871CR-C4G1H1B1 | CT R-SENSOR,10,GFPEEK,GP,1"SSBVA,PT1K,20FT HT,#6 | 0 | 909.84 | 839.398 | 812.221 | Lab-Ovh
871EC-BW0-4 | Elec,CT,LG Bore PEEK,PT100,20FT,No LUG | 0 | 563.59 | 505.946 | 533.779 | Lab-Ovh
16100462 | MRO,Abrasives,Sanding Belt,SiliconeCarbide P120Grit,4''x64 | 20 | 14.86 | 7.398 | 7.398
2800032 | Raw,Screw,0.112-36 X 0.22 J.H. | 194 | 0 | 0.39 | 0.39
BS806BK | Electrode Holder, 1 CF | 0 | 0 | 0.015 | 0.015
BS806CE | Electrode Seal 10 Constant | 0 | 0 | 0.015 | 0.015
414014-112 | Sub,Cut,Lead Free Glass,5.97mm (0.235")ODx112mm(4.40")L | 0 | 0 | 0 | 0
450032-0001 | Sub,Cap,Refill,.125"OD hole,Gold Pin,ABS BLK,F2DRG-14-01-R | 73 | 0 | 0.708 | 0.65167 | Lab-Ovh
414015-121 | Sub,Cut, Lead Free Glass tubing, 0.375"OD x 4.75"L | 0 | 0 | 0.003 | 0
1600-101 | Kit,Hydrion buffer salt packet pH 7.00 (1 packet) | 0 | 7.83 | 2.238 | 2.238
871A-3D | Elec,ORP PROBE,PLATINUM,PT1K,10FT CABLE | 0 | 298.72 | 118.315 | 118.245 | Lab-Ovh
871CC-K6 | CONTACTING CT,THREADED BUSHING 3/4NPT,HT PT100,K=0.1 MONEL | 0 | 382.01 | 260.911 | 158.62 | Lab-Ovh
A2003ZY | Raw,Screw,Pan for 871CR | 20 | 0 | 0.04 | 0.04
BS805VA | BUSHING TWIST-LOCK | 4 | 0 | 15.99 | 2.208 | Lab-Ovh
BS811JE | ADAPTER, PH10/871A SS | 8 | 0 | 33.355 | 55 | Lab-Ovh
MI611-209 | Doc,Instruction, Sheet | 0 | 0 | 0.09 | 0
BS806HD | CBLE ASSY,125C LGLES 427 | 0 | 0 | 48.231 | 0
BS809NB | CELL INSERT ASY | 0 | 0 | 249.968 | 0
BS807VY | RTD ASSY | 1 | 0 | 428 | 428
BS809WY | LABEL | 62 | 0 | 2.23 | 2.23
BS805VD | BUSHING, UNIVERSAL | 125 | 0 | 24 | 24
EP125AA | HSG,1.5" Tri-clamp Fitting in place of STD 2" Fitting | 5 | 0 | 41.243 | 35.246 | Lab-Ovh
BS805WQ | MS ELCTRD ASSY 0.1 | 0 | 0 | 19.206 | 0
6000-130/M-020M | Acce,Cable,extension cable for 871EC | 0 | 0 | 131.098 | 0
871CC-D4 | ELEC,CONTACTING CT,INSERTION,W/100K,K=10,CARBON | 0 | 678.32 | 407.612 | 427.55 | Lab-Ovh
871EC-HP0-3V | Elec,CT,SM Bore PEEK,PT100,Cable PER S.O,LUGS,VT | 0 | 527.95 | 362.46 | 0 | Lab-Ovh
871EC-LB0-3 | Elec,CT,LG Bore PEEK,100K,Cable PER S.O,LUGS | 0 | 374.15 | 350.858 | 0 | Lab-Ovh
871EC-LB0-7 | Elec,CT,LG Bore PEEK,100K,20FT Cable,MALE Conn | 0 | 406.55 | 389.795 | 389.795 | Lab-Ovh
871EC-SP0-3V | Elec,CT,Small Bore PEEK,100K,Cable PER S.O,VT | 0 | 255.77 | 120.777 | 0 | Lab-Ovh
871EC-SP0-5 | Elec,CT,Small Bore PEEK,100K,Cable PERSO,MALE Conn | 0 | 285.86 | 149.356 | 0 | Lab-Ovh
871EC-SP0-7 | Elec,CT,Small Bore PEEK,100K,20FT Cable,MALE Conn | 0 | 277.37 | 160.822 | 187.433 | Lab-Ovh
871EC-SP7-3 | Elec,CT,SM Bore PEEK,100K,TRI-CLAMP,Cable PER SO. | 0 | 441.62 | 317.91 | 0 | Lab-Ovh
871EC-TF2-V-AUX | ELEC,871EC-TF2-V+EP049EA special teflon coated probe | 0 | 876.12 | 512.709 | 618.757 | Lab-Ovh
871EC-TF3 | Elec,CT,FFKM,316SS,20FT Cable | 0 | 757.19 | 380.845 | 472.246 | Lab-Ovh
871EC-TF7-7 | Elec,CT,FLUOROCARBON,316SS,SLT FLAGE,20FT,MALE Conn | 0 | 827.99 | 551.486 | 628.402 | Lab-Ovh
873CC-AIPFGZ-7 | CONTACTING CT ANALYZER,120VAC,4-20MA,FM,STORM DOOR | 0 | 329.92 | 154.554 | 156.055 | Lab-Ovh
873RS-JIPFGZ | RESISTIVITY ANALYZER,100VAC,4-20MA,PLASTIC PANEL MOUNT,FM | 0 | 333.92 | 156.35 | 166.254 | Lab-Ovh
873RS-JIPFGZ-6 | RESISTIVITY ANALYZER,100VAC,4-20MA,FM,PHOENIX KEYPAD | 0 | 332.77 | 156.372 | 165.167 | Lab-Ovh
875CR-A1F-C | CT/RESISTIVITY ANALYZER,120VAC,PANEL,FM,HART COMM | 0 | 358.18 | 120.137 | 403.04 | Lab-Ovh
875CR-B1U-A | CT/RESISITVITY ANALYZER,220VAC,PANEL,UL,STORM DOOR | 0 | 361.35 | 125.625 | 657.489 | Lab-Ovh
875CR-B2F | CT/RESISITVITY ANALYZER,220VAC,PIPE,FM | 0 | 369.39 | 137.863 | 699.326 | Lab-Ovh
875CR-D4F-AC | CT/RESISITVITY ANALYZER,24VDC,PIPE,REINFORCED,FM,STORM,HART | 0 | 500.78 | 295.447 | 0 | Lab-Ovh
875CR-J1F | CT/RESISITVITY ANALYZER,100VAC,PANEL,FM | 0 | 356.79 | 118.55 | 120.738 | Lab-Ovh
875CR-J1F-A | CT/RESISITVITY ANALYZER,100VAC,PANEL,FM,STORM DOOR | 0 | 360.95 | 125.365 | 127.554 | Lab-Ovh
875CR-J2F-A | CT/RESISITVITY ANALYZER,100VAC,PIPE,FM,STORM DOOR | 0 | 373.55 | 144.678 | 0 | Lab-Ovh
875EC-B1F-A | ELECTRODELESS CT ANALYZER,220VAC,PANEL,FM,STORM DOOR | 0 | 478.97 | 135.736 | 135.592 | Lab-Ovh
875EC-C1C | ELECTRODELESS CT ANALYZER,240VAC,PANEL,CSA | 0 | 474.8 | 128.92 | 537.513 | Lab-Ovh
875EC-D2F-A | ELECTRODELESS CT ANALYZER,24VDC,PIPE,FM,STORM | 0 | 505.04 | 167.266 | 0 | Lab-Ovh
875EC-J1F | ELECTRODELESS CT ANALYZER,100VAC,PANEL,FM | 0 | 475.31 | 129.664 | 112.622 | Lab-Ovh
875PH-A3C-C | PH/ORP/ISE ANALYZER,120VAC,SURFACE,CSA,HART COMM | 0 | 449.43 | 144.806 | 599.303 | Lab-Ovh
875PH-A3F-AC | PH/ORP/ISE ANALYZER,120VAC,SURFACE,FM,STORM,HART | 0 | 453.59 | 151.622 | 149.337 | Lab-Ovh
876PH-TYZZ-7 | PH/ORP/ISE INTELLIGENT TRANSMITTER | 0 | 246.9 | 92.26 | 92.26 | Lab-Ovh
876EC-TYNA-7 | ELECTRODELESS CT INTELLIGENT TRANSMITTER | 0 | 244.34 | 92.922 | 92.922 | Lab-Ovh
871EC-SP0-34 | Elec,CT,Small Bore PEEK,100K,Cable PER SO,No LUG | 0 | 259.42 | 123.839 | 0 | Lab-Ovh
876PH-TYDA-7 | PH/ORP/ISE INTELLIGENT TRANSMITTER | 0 | 247.41 | 92.732 | 88.61 | Lab-Ovh
PH10-1S2S-FN | Elec,Dolphin,PH,DOME BULB,W/SMPCB,PT1K,S CONN,FM | 0 | 342.17 | 187.505 | 187.505 | Lab-Ovh
871A-1D | Elec,ORP PROBE,PLATINUM,PT100,10FT CABLE | 0 | 294.11 | 117.305 | 117.354 | Lab-Ovh
BS811LY-3M | CABLE ASSY,3M | 0 | 0 | 22.338 | 20.39
871A-1F-3-3M | Elec,871A-1F-3, 3M Cable Length | 0 | 288.9 | 117.564 | 122.262 | Lab-Ovh
871PH-1A1A-315M | Elec,871PH-1A1A-3,15M Cable Length | 0 | 513.04 | 281.488 | 185.928 | Lab-Ovh
871A-2F-3-12M | Elec,871A-2F-3, 12M Cable Length | 2 | 315.79 | 144.207 | 146.735 | Lab-Ovh
871A-3F-3-12M | Elec,871A-3F-3,12M Cable Length | 0 | 345.04 | 178.964 | 179.047 | Lab-Ovh
BS811LY-12M | CABLE ASSY,12M | 0 | 0 | 77.283 | 77.101
871EC-SP0-34100 | Elec,871EC-SP0-34,100FT Cable Length | 0 | 369.22 | 123.839 | 0 | Lab-Ovh
BS805HZ | 2" NPT Kynar Bushing | 3 | 612.98 | 96.652 | 174.571 | Lab-Ovh
BS811JB-F100 | patch cord - 100ft, w/preamp sensor, variopin | 0 | 504.65 | 152.582 | 143.698 | Lab-Ovh
BS811RL | EC Patch Cable, STND Temp | 0 | 214.11 | 94.915 | 92.641 | Lab-Ovh
PH10-3P1Q-FN | Elec,Dolphin,PH,FT BULB,W/PCB,PT100,VP CONN,FM | 0 | 385.64 | 156.281 | 0 | Lab-Ovh
871EC-SP7-3-50 | Elec,871EC-SP7-3,50FT Cable | 0 | 508.68 | 464.913 | 0 | Lab-Ovh
871EC-SP0-3-30 | Elec,871EC-SP0-3,30FT Cable | 0 | 275.03 | 181.495 | 181.495 | Lab-Ovh
871EC-SP0-5-10 | Elec,871EC-SP0-5,10FT Cable | 0 | 261.93 | 122.604 | 167.522 | Lab-Ovh
871EC-SP0-3V-10 | Elec,871EC-SP0-3V,10FT Cable | 0 | 245.75 | 115.036 | 126.222 | Lab-Ovh
EP307B4P1T3P150 | EP307B4P1T3P1,50FT CABLE | 0 | 589.14 | 539.532 | 0 | Lab-Ovh
BS806GX-40FT | CABLE ASSY,40FT | 0 | 0 | 298.329 | 0
BS806GX-50FT | CABLE ASSY,50FT | 0 | 0 | 372.255 | 0
871EC-HP0-3V-40 | Elec,871EC-HP0-3V,40FT Cable | 0 | 560.91 | 469.394 | 441.802 | Lab-Ovh
871EC-LB0-3-20M | Elec,871EC-LB0-3,20M CABLE | 0 | 455.44 | 537.281 | 0 | Lab-Ovh
BS805YW-15M | Assy-Cable Assembly, 15M | 0 | 0 | 184.153 | 0
RRPEAGCL3 | Acce,RF,0.135"ODx1.38"L,GLS,Ag/AgCl,ceramic,pin220026 | 0 | 0 | 1.447 | 0
BS805QQ | SL BUSHING | 0 | 0 | 0.16538 | 0.1125
BS805PS | SL BUSHING | 0 | 0 | 0.1617 | 0.11
BS810QG | SL BUSHING | 0 | 0 | 0.147 | 0.1
BS810QH | SL BUSHING | 0 | 0 | 0.147 | 0.1
871CC-A4-3 | ELEC,CONTACTING CT,THREADED BUSHING 3/4NPT,K=10,CABLE PER S. | 0 | 339.96 | 137.069 | 0 | Lab-Ovh
873EC-AIXFGZ | ELECTRODELESS CT ANALYZER | 0 | 371.1 | 187.445 | 0 | Lab-Ovh
871FT-4E3D3T-C | ELEC,FT CT,IND-LOW,1",316SS,PEEK,ANSI150,PT100,CAL CABL | 0 | 2932.32 | 2805.006 | 2009.968 | Lab-Ovh
871EC-SP0-3-15M | Elec,871EC-SP0-3,15M Cable | 0 | 304.5 | 254.456 | 206.578 | Lab-Ovh
BS806BW | BUSHING,UNIVERSAL, 1 & 10 CF | 15 | 0 | 11.175 | 43.2 | Lab-Ovh
BS809DF | CONDUIT FITTING | 27 | 0 | 27.001 | 27.257 | Lab-Ovh
P0177VG | CONN SWITCHCRAFT EN3C6F | 4 | 0 | 19.83 | 19.83
P0177VH | CONNECTOR | 3 | 0 | 10.78 | 10.78
PH10-1N2A-E2 | Elec,Dolphin,PH,DOME BULB,PT1K,20FT CABLE,PIN LUGS,EPDM O-RI | 0 | 275.95 | 147.183 | 0 | Lab-Ovh
871A-3F-1 | Elec,pH Probe,Flat Bulb,PT1k,10ft Cable | 0 | 299.49 | 120.286 | 121.09 | Lab-Ovh
PH10-1N2A-1H | Elec,Dolphin,PH,DOME BULB,PT1K,10FT HT CABLE,PIN LUGS | 0 | 285.95 | 151.164 | 138.814 | Lab-Ovh
873EC-AIWCNZ | ELECTRODELESS CT ANALYZE | 0 | 267.08 | 107.462 | 501.941 | Lab-Ovh
871CC-K4 | CONTACTING CT,THREADED BUSHING 3/4NPT,K=10 CARBON | 0 | 441.26 | 258.081 | 258.081 | Lab-Ovh
875CR-C1C | CT/RESISITVITY ANALYZER,240VAC,PANEL,CSA | 0 | 356.79 | 118.55 | 0 | Lab-Ovh
871EC-SP0-3-3M | 871EC-SP0-3,3M CABLE | 0 | 248.36 | 119.961 | 131.013 | Lab-Ovh
01353-S-9M | Sub,Cable,Assembly, 871C, 9M | 0 | 0 | 60.008 | 0
875CR-B1F | CT/RESISITVITY ANALYZER,220VAC,PANEL,FM | 0 | 356.79 | 118.55 | 103.399 | Lab-Ovh
PH10-1N2A-C2 | Elec,Dolphin,PH,DOME BULB,PT1K,20FT CABLE,PIN LUGS,CHEMRAZ | 0 | 328.35 | 206.137 | 210.665 | Lab-Ovh
875CR-A1C | CT/RESISITVITY ANALYZER,120VAC,PANEL,CSA | 0 | 356.79 | 118.184 | 0 | Lab-Ovh
871EC-HP0-7V | Elec,CT,SM Bore PEEK,PT100,20FT Cable,MALE Conn,VT | 0 | 451.64 | 304.516 | 0 | Lab-Ovh
6000-130-0080FT | Acce,80ft extension cable | 0 | 230.6 | 158.138 | 0 | Lab-Ovh
PH10-1P1A-3FN | Elec,Dolphin,PH,DOME BULB,W/PCB,PT100,30FT CABLE,PIN LUG,FM | 0 | 305.6 | 140.979 | 128.659 | Lab-Ovh
BS811JB-F040 | Patch Cord - 040 Feet, w/Preamp Sensor, Variopin | 0 | 299.52 | 93.974 | 0 | Lab-Ovh
871PH-1F1A-3T | Elec,pH,Ryton,Flat Bulb,PT100,TI,Ceramic jct,Cable per s.o,t | 0 | 432.88 | 243.683 | 0 | Lab-Ovh
871PH-1A3A-7 | Elec,pH,Ryton,Dome Bulb,316ss,Ceramic jct,Ryton,20ft Cable,m | 0 | 546.06 | 287.304 | 265.024 | Lab-Ovh
875CR-A1F-A | CT/RESISITVITY ANALYZER,120VAC,PANEL,FM,STORM DOOR | 0 | 360.95 | 125.365 | 127.554 | Lab-Ovh
871EC-SP7-3V | Elec,CT,SM Bore PEEK,100K,TRI-CLAMP,Cable PER SO.VT | 0 | 440 | 316.803 | 0 | Lab-Ovh
BS805YW-3M | Assy-Cable Assembly, 3M | 0 | 0 | 45.181 | 43.301
BS809MU | ELECTRODE OUTER, MONEL | 2 | 0 | 162 | 129.33
BS809QD | Sensor Body | 3 | 0 | 1 | 1
3900070 | Sub,pH,GX-VDT,1.56"Lx0.165" to 0.325"OD. | 0 | 14.79 | 2.711 | 2.59 | Lab-Ovh
441018-0002 | Sub,BaseExt,0.26"ODx3.62"L,PVC,Grey CA43L-04-02 | 0 | 0 | 0.285 | 0
442010-0005 | Sub,External Housing,10"L, CPVC Pipe, 3/4 " Sch 80. ROHS3,1 | 0 | 0 | 1.182 | 0
444024-0007 | Sub,Body,KynarPipe,1/2",SCH 80,Blk Pack T0N2K-04-01 | 0 | 0 | 5.556 | 0
449007-0026 | Sub,CapforMaleBNC,0.63"ODx1"L,ABSRod,5/8",Blk,H087C-S4-05 | 0 | 0 | 0.19 | 0
446024-0006 | Sub,JunctionBase,TeflonPorous,0.625"ODX0.35"L,R087C-S4-03 | 0 | 0 | 1.138 | 0
444049-0005 | Sub,Insert Body, Kynar Rod 3/4" Black. ROHS3, T0N2K-04-02 | 0 | 0 | 0.918 | 0
871EC-RE0-3-15M | Elec,871EC-RE0-3,15M CABLE | 0 | 433.68 | 469.834 | 0 | Lab-Ovh
BS805YW-10M | Assy-Cable Assembly, 10M | 0 | 0 | 125.09 | 125.09
871EC-RE0-3-10M | Elec,871EC-RE0-3,10M CABLE | 0 | 409.82 | 423.167 | 265.331 | Lab-Ovh
M07-003-067 | Sub,Tube,316 SS,For Mark VII-Z,3000712Z-29 | 0 | 0 | 34.632 | 0
44000004 | PNS,Glue Dots, 1/2'' High, Super High Tack | 0 | 51.36 | 48 | 48
ENV-20-PH-30CM | Elec,pH,ASGV(Convex),SJ,12mmx1",Sealed,Amber Epoxy,BNC | 0 | 25.72 | 6.156 | 0
876PH-TYFA-7M | PH/ORP/ISE INTELLIGENT TRANSMITTER | 0 | 249.21 | 95.402 | 460.946 | Lab-Ovh
PH10-3N1B-2 | Elec,Dolphin,PH,FT BULB,PT100,20FT CABLE,VP CONN | 0 | 312.76 | 197.833 | 164.336 | Lab-Ovh
876CR-TYFN-7M | CT&RESISTIVITY INTELLIGENT TRANSMITTER | 0 | 253.6 | 104.895 | 485.276 | Lab-Ovh
876PH-TXFA-7 | PH/ORP/ISE INTELLIGENT TRANSMITTER | 0 | 244.61 | 95.446 | 95.446 | Lab-Ovh
875PH-B2F-A | PH/ORP/ISE ANALYZER,220VAC,PIPE,FM,STORM DOOR | 0 | 456.91 | 155.746 | 0 | Lab-Ovh
PH10-1P1A-5FA | Elec,Dolphin,PH,DOME BULB,W/PCB,PT100,50FT CABLE,PIN LUG,FM | 0 | 316.1 | 204.565 | 0 | Lab-Ovh
310082 | Raw,Chem, TALC, (For Ceramic Paste) | 0 | 0 | 0.00154 | 0.00154
449004-0015 | Sub,MP4 Connector Adapter, ABS Rod, 3/4", Blk RoHS3, H53342 | 0 | 0 | 0.216 | 0
449004-0016 | Sub,Cap Adapter, 0.75"OD x 0.8"L, ABS Rod, 3/4", Blk RoHS33 | 141 | 0 | 0.253 | 0.253 | Lab-Ovh
449007-0025 | Sub,CapAdapter,ABS Rod,5/8",Blk RoHS3#, H5334-T4-03 | 0 | 0 | 0.084 | 0
449008-0008 | Sub,BaseExten,0.285"ODx1.879"L,ABSRod, 3/8",BLK, FL43A-04-02 | 27 | 0 | 4.485 | 0.123 | Lab-Ovh
449009-0003 | Sub,Cap,0.90"ODx3"L,ABSPipe, 3/4",SCH80,Blk, CT41A-14-02 | 304 | 0 | 1.227 | 1.227 | Lab-Ovh
450297-RED-0002 | Sub,BodyTube,12mmOD,PC,Red,0.6"slot,4.92"L,R035N-D4-001-R | 0 | 0 | 0.775 | 0
450298-0001 | Sub,Cap,electrode,3.2dia,blue ABS, CT5293-04-01-R | 0 | 0 | 0.311 | 0
450403-0001 | Sub,Body, DOG3, 4"L with Fill Hole (DOG3A-34-01-R) | 0 | 0 | 0 | 0
446024-0009 | Sub,Junc,Teflon Porous 0.575"ODx0.30"L,H0ACC-04-03 | 0 | 0 | 4.558 | 4.558 | Lab-Ovh
310083 | Raw,Chem,Silica,Silicon Dioxide,325 Mesh,(For Ceramic Paste) | 534 | 0 | 0.00154 | 0.00154
310311 | Raw,Chem, Bentonite, (For Ceramic Paste) | 10090 | 0 | 0.00154 | 0.00154
310312 | Raw,Chem, Iron, Red Iron Oxide, (For Ceramic Paste) | 297.178 | 0 | 0.00154 | 0.00154
310313 | Raw,Chem, Ball Clay, (For Ceramic Paste) | 10562.5 | 0 | 0.00154 | 0.00154
310314 | Raw,Chem, Alumina Hydrate, (For Ceramic Paste) | 389 | 0 | 0.00154 | 0.00154
446024-0010 | Sub,Junction,Porous T,0.53"ODx0.3"L,2 holes,ASAGF-04-03 | 49 | 0 | 3.477 | 0.496 | Lab-Ovh
01351-S-1M | CABLE ASSY,1M | 0 | 0 | 5.922 | 0
876PH-TXFA-7M | PH/ORP/ISE INTELLIGENT TRANSMITTER | 0 | 245.19 | 95.883 | 0 | Lab-Ovh
873RS-AIPFGZ | RESISITIVITYANALYZER,120VAC,4-20MA,FM | 0 | 333.92 | 156.35 | 545.908 | Lab-Ovh
871FT-3G3D4T-C | ELEC,FT CT,IND-HI,2",316SS,PEEK,FL ANSI300,PT100,CAL CAB | 0 | 4047.6 | 2912.558 | 3325.612 | Lab-Ovh
873EC-ATXFNZ-7 | ELECTRODELESS CT ANALYZER | 0 | 392.12 | 207.219 | 0 | Lab-Ovh
871PH-2X3B-3 | ELEC,CPVC,W/PCB,PT100,316SS,CERAMIC JCT,PTFE,CABLE PER S.O | 0 | 421.8 | 250.917 | 0 | Lab-Ovh
873CC-JIWFGZ | CONTACTING CT ANALYZER,100VAC,4-20MA,METAL PANEL MOUNT,FM | 0 | 254.85 | 88.236 | 0 | Lab-Ovh
01351-S-9M | Sub,Cable,Assembly, 9M | 0 | 0 | 19.348 | 18.092
PH10-1N2A-2H | Elec,Dolphin,PH,DOME BULB,PT1K,20FT HT CABLE,PIN LUGS | 0 | 299.21 | 190.082 | 177.486 | Lab-Ovh
871EC-TF2-3V | CT,FLUOROCARBON,100K,CARPENTER,CABLE PER SO,VT | 0 | 431.77 | 432.129 | 0 | Lab-Ovh
875EC-B1F-AC | ELECTRODELESS CT ANALYZER,220VAC,PANEL,FM,STORM DOOR,HART | 0 | 480.37 | 137.323 | 565.995 | Lab-Ovh
875CR-B1F-A | CT/RESISITVITY ANALYZER,220VAC,PANEL,FM,STORM DOOR | 0 | 360.95 | 125.365 | 125.365 | Lab-Ovh
PH10-4P2A-FN | Elec,Dolphin,PH,ANTIMORNY,W/PCB,PT1K,10FT CABLE,PIN LUGS,FM | 0 | 310.87 | 122.738 | 114.613 | Lab-Ovh
875EC-D1C-C | ELECTRODELESS CT ANALYZER,24VDC,CSA,HART COMM | 0 | 477.82 | 132.317 | 0 | Lab-Ovh
871PH-1A3B-5 | Elec,pH,Ryton,Dome Bulb,316ss,Ceramic jct,PTef,Cable per so, | 0 | 390.94 | 247.54 | 0 | Lab-Ovh
871PH-2X3B-330 | Elec,871PH-2X3B-3,30FT Cable | 0 | 524.52 | 286.699 | 288.369 | Lab-Ovh
871EC-TF2-3V30M | Elec,871EC-TF2-3V,30M Cable Length | 0 | 867.15 | 734.943 | 683.963 | Lab-Ovh
871PH-1A3B-550 | ELEC,871PH-1A3B-5,50FT CABLE LENGTH | 0 | 596.41 | 323.399 | 326.698 | Lab-Ovh
871A-1F-3-5M | Elec,871A-1F-3,5M Cable Length | 0 | 300.07 | 130.648 | 51.945 | Lab-Ovh
BS811LY-5M | CABLE ASSY,5M | 0 | 0 | 34.242 | 0
871CC-A2-3-9M | Elec,871CC-A2-3,9M Cable Length | 0 | 449 | 249.101 | 172.851 | Lab-Ovh
PH10-3N2A-5 | Elec,Dolphin,PH,FT BULB,PT1K,50FT CABLE,PIN LUGS | 0 | 322.28 | 157.001 | 157.001 | Lab-Ovh
M28-001-008 | Sub,Extension,Kynar,3/4"FPTx1/2"FMPT,48"L,1600650-48 | 0 | 0 | 66.2 | 0
M28-001-009 | Sub,Extension,Kynar,3/4"FPTx3/4"FMPT,48"L,1600650-48 | 0 | 0 | 66.2 | 0
441003-0006 | Sub,External Housing,6"L,PVC Pipe,3/4" Sch 80, Gray,R081V-01 | 0 | 0 | 0.533 | 0
443060-0001 | Sub,Probe tube, Epoxy Tube, Black, 0.50 ODx 0.40ID RoHS3,C1 | 0 | 0 | 1.069 | 0
BS807WB | RTD 100OHMS,Ind,3”-4”,S.S 316 | 4 | 0 | 317 | 317
BS807XE | FLANGE 2",SS,300# 1439 | 9 | 0 | 288.63 | 288.63
BS808BG | Toroid Sensor Assy, HR 2", IND 300 | 0 | 0 | 855.871 | 0
BS808BP | 2" IND SPACER TUBE 1439 | 35 | 0 | 98.96 | 98.96
XS004JS | Raw,Stud Bolt | 15 | 0 | 9.225 | 35.775
SS300AW | LOWER HSG ASSY CPVC 316L | 0 | 0 | 125.156 | 0
871PH-5F1A-315M | Elec,871PH-5F1A-3,15M Cable Length | 0 | 530.84 | 318.329 | 0 | Lab-Ovh
BS805YW-20M | Assy-Cable Assembly, 20M | 0 | 0 | 238.005 | 91.376
2805044 | Raw,CLAMP, BVI, Stainless Steel | 17 | 0 | 31.04 | 31.04
2800350 | Raw,Screw,18-8 SS Socket 8-32 Thread Size, 1" Long | 66 | 0 | 0.1699 | 0.1699
AS345AQ | SHAFT INSERT 457,2661USE DWG AS345AQ-R in PDM | 0 | 0 | 76.265 | 75.99 | Lab-Ovh
BS700AF | PLUG HEX BVI-2 (TITANIUM),USE DWG BS700AF-R in PDM | 6 | 0 | 34.628 | 137.9 | Lab-Ovh
8000338 | ROD,HEX,MONEL.875 486 | 12 | 0 | 109.18 | 109.18
8000330 | TUBE TI. .625 X .065W | 47 | 0 | 35 | 35
8000080 | BAR, 316, .31 X 1.00 | 12 | 0 | 5.04 | 5.04
1600611 | PNS,CIRCALOK 6703A, GAL | 1 | 0 | 824.11 | 93
1600612 | PNS, CIRCALOK 6703B | 8 | 0 | 114.66 | 114.66
B0164HM | Raw,Tubing,TFE,GREEN,22 AWG | 4000 | 0 | 0.422 | 0.42
871FT-2G1A1C-C | ELEC,FT CT,IND-LOW,2",PEEK,TRI-CLAMP,CAL CABLE | 0 | 2079.4 | 2071.136 | 1008.216 | Lab-Ovh
871PH-1X1B-3 | ELEC,RYTON,W/PCB,PT100,TI,CERAMIC JCT,PTFE,CABLE PER S.O,PIN | 0 | 372.71 | 198.999 | 0 | Lab-Ovh
875EC-B2F-AC | ELECTRODELESS CT ANALYZER,220VAC,PIPE,FM,STORM DOOR,HART | 0 | 504.81 | 167.044 | 162.685 | Lab-Ovh
871EC-TF2-34V | Elec,CT,FLUOROCARBON,CARP,Cable PER SO,No LUG,VT | 0 | 433.8 | 434.084 | 0 | Lab-Ovh
PH10-1N2A-EAA | Elec,Dolphin,PH,DOME BULB,PT1K,10FT CABLE,PIN LUGS,EPDM O-RI | 0 | 260.8 | 133.978 | 0 | Lab-Ovh
875EC-A2U-A | ELECTRODELESS CT ANALYZER,120VAC,PIPE,UL,STORM DOOR | 0 | 503.81 | 165.717 | 165.717 | Lab-Ovh
871CR-A3T4C1B1 | CT R-SENSOR,0.1,PEEK,TI,4" INSERT,3/4"PEEK BUSH,PT1K,20FT H6 | 0 | 884.73 | 681.827 | 0 | Lab-Ovh
873CC-AIXFGZ-7 | CONTACTING CT ANALYZER,120VAC,4-20MA,METAL SURFACE MOUNT,FMR | 0 | 387.89 | 204.311 | 0 | Lab-Ovh
ORP10-1N1A | Elec,Dolphin,ORP,PT,PT100,10FT CABLE,PIN LUGS | 0 | 319.53 | 215.802 | 178.842 | Lab-Ovh
871CR-B3T1K1A1 | CT R-SENSOR,0.1,PEEK,TI,CONDUIT FITTING,PT1K,20FT CABLE,#6 | 2 | 691.99 | 446.048 | 389.136 | Lab-Ovh
871EC-SP0-4V | Elec,CT,Small Bore PEEK,100K,20FT Cable,No LUG,VT | 0 | 281.85 | 123.375 | 135.347 | Lab-Ovh
871PH-1F3A | Elec,pH,Ryton,Flat Bulb,PT100,316ss,Ceramic jct,Ryton,20ft C | 0 | 518.87 | 267.052 | 0 | Lab-Ovh
BS806EP | Ball valve | 0 | 3049.65 | 2536.324 | 0 | Lab-Ovh
875PH-A1F | PH/ORP/ISE ANALYZER,120VAC,PANEL,FM | 1 | 446.29 | 132.093 | 132.373 | Lab-Ovh
871CC-A4-3-1M | Elec,871CC-A4-3,1M Cable Length | 0 | 395.09 | 143.577 | 0 | Lab-Ovh
871PH-1F1A3T10M | Elec,871PH-1F1A-3T, 10M Cable Length | 0 | 531.95 | 282.685 | 266.447 | Lab-Ovh
871EC-SP7-3V10M | Elec,871EC-SP7-3V,10M Cable Length | 0 | 485.01 | 402.708 | 0 | Lab-Ovh
871PH-1X1B-3-30 | Elec,871PH-1X1B-3,30FT Cable Length | 0 | 447.34 | 234.78 | 252.171 | Lab-Ovh
871EC-TF2-34V20 | Elec,871EC-TF2-34V,20FT Cable Length | 0 | 750.8 | 434.084 | 252.655 | Lab-Ovh
871EC-SP0-3-25 | Elec,871EC-SP1-3,25FT Cable | 0 | 268.89 | 166.855 | 170.777 | Lab-Ovh
871CC-K2-3-10M | 871CC-K2-3,10M CABLE LENGTH | 0 | 464.89 | 266.192 | 261.171 | Lab-Ovh
X0113AA | Raw,Tubing/SLEEVING RED EXTRA THIN WALL | 3197.936 | 0 | 0.173 | 0.173
BS805WB | 871CC ELECTRODE,0.1 CONSTANT MONEL | 142 | 0 | 15.73 | 15.73
BS805YW-30M | Assy-Cable Assembly, 30M | 0 | 0 | 354.394 | 0
BS809QM | SENSOR BODY,UNIV,4",GFN3 | 5 | 0 | 745 | 745
BS809BU | ELECTRODE,INNER,HA,TI 762 | 5 | 0 | 122.278 | 122.278
BS809BV | ELECTRODE,INNER,HA,MO 762 | 0 | 0 | 110.034 | 0
1600009 | ALUMINUM OXIDE PWDR,#JT0536-1 (02-002-248) | 0 | 0 | 43.53 | 43.53
N0141MT | ROD MONEL RD .625" DIA | 1 | 0 | 142.03 | 142.03
EP485QSP0005MXX | Acce,Calibration Plug for 871EC | 0 | 220.66 | 104.48 | 108.389 | Lab-Ovh
871EC-RE0-K | Elec,CT,Largw Bore PEEK,100K,20FT Cable,LUGS,KALREZ | 0 | 441.74 | 393.939 | 393.939 | Lab-Ovh
BS811JB-F002 | Patch Cord - 002 Feet, w/Preamp Sensor, Variopin | 0 | 169.61 | 56.855 | 29.108 | Lab-Ovh
871CC-F2 | ELEC,CONTACTING CT,THREADED BUSHING 3/4 w/1/2 CONDUIT CONN | 0 | 427.35 | 222.577 | 259.945 | Lab-Ovh
871A-4F-3-25FT | ELEC,871A-4F-3,25FT CABLE LENGTH | 0 | 305.48 | 129.113 | 0 | Lab-Ovh
44C022-JP1345-C | Sub,Carbon cell, Graphite Rod, 0.398"ODx1.5"L,K=0.1,JP13452 | 0 | 0 | 1.893 | 0
XS005LF | 2.0" x 2.75" ILS 324 metalized polyester with laminate label | 8746 | 0 | 0.234 | 0.23405
YVL75A0341 | Elec,LEAD,DJ,12mmx110mm,Sealed,Glass body,S8 connector | 3 | 257.63 | 46.536 | 0
BS809QC | SENSOR BODY,BVI,STD,GFN3 | 13 | 0 | 260 | 260
BS805VG | Acce,Cable,XP 2727 | 59 | 0 | 23.681 | 31.695 | Lab-Ovh
1345074 | HOUSING, CABLE-PN | 1 | 0 | 38.672 | 27.913 | Lab-Ovh
P0170CB | WIRE, 20 AWG, HOOK-UP XLPE | 0 | 0 | 0.012 | 0.012
X0145LY | Raw,O-Ring,VITON EP307B | 0 | 0 | 0.012 | 0.012
444051-0003 | Sub,Insert,0.75"ODx2.25"L,Kynar Pipe,1/2",SCH40,Blk,H087K-M2 | 25 | 0 | 1.321 | 0.002
SS100AF | POTTED SNSR ASSY | 0 | 0 | 65.473 | 213.311
X0177BE | CAPLUG CD-82, 3/4-20 THD | 180 | 0 | 0.137 | 0.137
PBX0000201 | Magnetic field sensor box,Logo print A0066,Aurora | 0 | 2.87 | 1.9857 | 1.875
871CR-A2T1H1B1R | CT R-SENSOR,0.1,PVDF,TI,1"SS BALL VALVE,PT1K,20FTHT,#6,TCF | 0 | 978.87 | 504.296 | 0 | Lab-Ovh
875PH-A3U-A | PH/ORP/ISE ANALYZER,120VAC,SURFACE,UL,STORM DOOR | 0 | 452.19 | 150.034 | 594.27 | Lab-Ovh
871EC-HP0-34 | Elec,CT,SM Bore PEEK,PT100,Cable PER S.O,NoLUGS | 0 | 526.72 | 359.536 | 0 | Lab-Ovh
BS807HL | IND TOROID SHIELD CAN 2415 | 4 | 0 | 174 | 252.3
871EC-HP0-34-20 | 871EC-HP0-34, 20FT CABLE LENGTH | 0 | 428.6 | 283.917 | 0 | Lab-Ovh
BS805VF | HEX BUSHING,XP | 3 | 0 | 32.577 | 22.069 | Lab-Ovh
875PH-A3C-AC | PH/ORP/ISE ANALYZER,120VAC,SURFACE,CSA,STORM DOOR,HART | 0 | 453.59 | 151.622 | 149.337 | Lab-Ovh
875PH-B1F | PH/ORP/ISE ANALYZER,220VAC,PANEL,FM | 0 | 446.29 | 132.093 | 408.33 | Lab-Ovh
871EC-EV3 | Elec,CT,Epoxy,316SS,20FT Cable,LUGS | 0 | 451.33 | 337.372 | 335.825 | Lab-Ovh
871PH-4T1B-QT | Elec,pH,CPVC,Flat Bulb,w/PCB,TI,Ceramic jct,PTef,vp,teflon C | 0 | 669.95 | 341.114 | 350.135 | Lab-Ovh
BS811JB-F067 | Patch Cord - 67ft, w/preamp sensor, variopin | 0 | 391.83 | 120.347 | 0 | Lab-Ovh
871EC-SP0-5K | Elec,CT,Small Bore PEEK,100K,Cable PER SO,MALE,KALZ | 0 | 290.8 | 154.051 | 0 | Lab-Ovh
BS811RM-M04 | Acce,4m Patch Cable, stnd temp | 0 | 174.18 | 76.481 | 0 | Lab-Ovh
871CC-A2-39 | ELEC,CONTACTING CT, 3/4NPT,0.1,TI,CELL FACTOR,CABLE PER S.O | 0 | 0 | 180.432 | 0 | Lab-Ovh
871EC-UT0-7 | Elec,CT,LG Bore PEEK,100K,20FT Cable,MALE Conn | 0 | 582.03 | 534.596 | 0 | Lab-Ovh
871EC-SP0-5K-4M | Elec,871EC-SP0-5K,4M Cable Length | 0 | 272.66 | 141.195 | 183.188 | Lab-Ovh
1340007 | COUPLING, 304, .50 | 18 | 0 | 16.481 | 44.427 | Lab-Ovh
BS805ZQ | CAP,CABLE-XP 2727 | 1 | 0 | 11.884 | 11.893 | Lab-Ovh
BS811ES | Acce,Clamp for PC Board for 875 | 889 | 0 | 4.19 | 4.19
876EC-TWFN-7M | ELECTRODELESS CT INTELLIGENT TRANSMITTER | 0 | 242.12 | 96.029 | 0 | Lab-Ovh
871CR-A2T1B1A1 | CT R-SENSOR,0.1,PVDF,TI,3/4"NPT PVDF,PT1K,20FT CABLE,#6 | 0 | 686.43 | 472.802 | 390.758 | Lab-Ovh
PH10-1S2S-C | Elec,Dolphin,PH,DOME BULB,W/SMPCB,PT1K,S CONN,CHEMRAZ | 0 | 395.37 | 247.822 | 230.81 | Lab-Ovh
BS805JV/EP027D | Ball Valve Assy | 0 | 1545.11 | 1183.458 | 865.4 | Lab-Ovh
871PH-1X3A | ELEC,RYTON,W/PCB,PT100,SS316,CERAMIC JCT,RYTON,20FT CABLE,PI | 0 | 461.95 | 238.174 | 287.933 | Lab-Ovh
875CR-B1C-A | CT/RESISITVITY ANALYZER,220VAC,PANEL,CSA,STORM DOOR | 0 | 360.95 | 125.365 | 0 | Lab-Ovh
875EC-A1F-A | ELECTRODELESS CT ANALYZER,120VAC,PANEL,FM,STORM DOOR | 0 | 478.97 | 135.736 | 135.592 | Lab-Ovh
876CR-TWZZ-7 | CT&RESISTIVITY INTELLIGENT TRANSMITTER | 0 | 246.11 | 101.372 | 101.372 | Lab-Ovh
871PH-1A1A-4 | Elec,pH,Ryton,Dome Bulb,w/PCB,PT100,TI,Ceramic jct,Ryton,20f | 0 | 474.58 | 246.391 | 235.869 | Lab-Ovh
BS811LY-6M | Acce,Cable Assembly,6M | 0 | 0 | 40.653 | 40.471 | Lab-Ovh
871A-1F-3-6M | Elec,871A-1F-3,6M Cable Length | 0 | 306.08 | 137.694 | 138.566 | Lab-Ovh
ELM-164DM | Elec dummy, Peek Body,PEEK Collar Nut, no sensor&cable | 0 | 0 | 18.538 | 0
R035-SP008-5M | Elec,ORP,BLK PC,GD Disc,SJ#R035N-G00-S0X-SM05WB | 0 | 55.81 | 22.3286 | 22.65
BS811LR | CABLE TFE BVI | 0 | 0 | 71.81 | 0
2100105 | Raw,Terminal Block 7527K48 | 2 | 0 | 6.22 | 6.22
01351-S-6M | Sub,Cable,Assembly, 6M | 0 | 0 | 14.376 | 0
SI1R1V2L-100 | Sub,Stem,pH,NoBulb,DJ,100mm Length | 15 | 0 | 0.013 | 0
E0309FT | RES 100K 1% 0.125W 50PPM | 0 | 0 | 0.18 | 0.2
TP-044 | Raw,4.0" X 4.0" THERMAL TRANSFER LABELS,1500/Rol | 11586.999 | 0 | 0.0134 | 0.01336
BS811TT | Processor, 875PH, 220 VAC | 0 | 0 | 0 | 0
BS810SY | ELECT ASSY 0.1 | 0 | 0 | 28.56 | 0
BS808NH | INSERT CELL ASSY,STD,MON.PVDF | 0 | 0 | 322.295 | 0
BS809ZE | Monel UPPER HOUSING | 1 | 0 | 235.5 | 111.67
BS808NE | INSERT CELL ASSY,STD,TI,VPK-HA | 0 | 0 | 190.466 | 0
BS808KX | CELL INSERT ASY | 0 | 0 | 273.078 | 0
BS809FS | CAP, 30percent GF PEEK | 15 | 0 | 56.95 | 56.95
BS809RV | SENSOR BODY ASSY,UNIVERSAL | 0 | 0 | 277.168 | 260.286
BS809PT | SENSOR BODY ASSY,BVI | 8 | 0 | 329.751 | 329.273
BS811RF | EC CABLE ASSY | 0 | 0 | 71.22 | 0
BS805YW-100 | Assy-Cable Assembly, 100ft. | 0 | 0 | 354.394 | 341.647
871EC-SP0-3100 | Elec,871EC-SP0-3, 100FT Cable Length | 0 | 373.28 | 459.817 | 457.778 | Lab-Ovh
AS345AQ/EP027F | $ SHAFT-INSERT.BVI-2 TI. 457USE DWG AS345AQ/EP027F-R inPDM | 4 | 0 | 94.408 | 94.133 | Lab-Ovh
1345-123/EP027F | SHAFT ASSY REPLACES 1345123/EP027F | 0 | 0 | 248.927 | 0 | Lab-Ovh
BS811SX | 875 PROCESSOR PWA W FIRMWARE | 0 | 0 | 0 | 0
BS811TK | 875EC 220VAC PROCESS BD | 0 | 0 | 0 | 0
BS814LQ | Upper Hsg Agency FM Non Inc | 0 | 0 | 7.814 | 0
R0128BS | HEATSHRINK 1/8" BLACK 1PC=4FT | 400 | 0 | 0.1519 | 0.1519
D0217HJ | HALF CELL ELECTRODE (Thermo 9409BN) | 2 | 0 | 1080 | 1080
BS807QQ | IND TOROID SHIELD 2415 | 3 | 0 | 187 | 187
449006-0045 | Sub,bullet cap UP ring,ABS rod,1/2"x0.27"L,blk,CA12Q-B4-08 | 233 | 0 | 2.737 | 2.3
449007-0044 | Sub,bullet cap DOWN ring,ABS rod,5/8"x0.3"L,blk,CA12Q-B4-08 | 121 | 0 | 0.063 | 0.09
BS806XM | INDUCTOR, LR, 30T, 1"-2" | 0 | 0 | 221.61 | 0
BS807JJ | ADAPTER 2727 | 27 | 0 | 4.126 | 4.126
BS807TE | CONNECTOR CONDUIT,CABLE | 0 | 0 | 7.31 | 2.5
N0224CM | WIRE,30 GRY INS XLPE | 322792.2 | 0 | 0.01 | 0.01
N0224CB | WIRE,30 RED XLPE | 1000 | 0 | 0.001 | 0.001
BS807NW | INSLTR ASSY IO | 0 | 0 | 95.161 | 0
BS811RC | EC CABLE ASSY | 0 | 0 | 172.804 | 0
BS806YB | Toroid Sensor Assy, LR 1"-2", DN20, San. | 0 | 0 | 1228.097 | 0
BS806EQ | SHAFT ASSY | 2 | 0 | 234.716 | 233.646 | Lab-Ovh
2805-065 | SEAL BVI-2 | 29 | 0 | 32.421 | 32.461 | Lab-Ovh
1345-121 | HOUSING TRANS | 9 | 0 | 591.08 | 591.08
X0176AJ | FITTING BALL VALVE 1 1/2" NPT | 13 | 4260.31 | 1217.2316 | 1217.23
446024-0011 | Sub,JB,Porous T,0.56"ODx0.46"L,2 holes,H052K-04-03 | 143 | 0 | 3.983 | 0.744 | Lab-Ovh
441005-0018 | Sub,Membrane module body,PVC Rod,0.475"ODx0.64"L,CAAMQ-04-02 | 45 | 0 | 6.175 | 5.931 | Lab-Ovh
450090-0004 | Sub, Valve Extention.blk,ABS,0.31"ODx3.35"L,NH45Q-14-03-R | 126 | 0 | 0.039 | 0.5
EP485QSP0250UXX | Acce,Calibration Plug for 871EC | 0 | 220.66 | 104.48 | 0 | Lab-Ovh
EP485QSP2000UXX | Acce,Calibration Plug for 871EC | 0 | 220.66 | 104.48 | 70.097 | Lab-Ovh
EP307B1P1P2P1 | ELECTRODELESS CT | 0 | 330.08 | 241.237 | 0 | Lab-Ovh
875EC-D1U-A | ELECTRODELESS CT ANALYZER,24VDC,PANEL,UL,STORM DOOR | 0 | 480.59 | 137.545 | 137.545 | Lab-Ovh
875EC-D2U-A | ELECTRODELESS CT ANALYZER,24VDC,PIPE UL,STORM DOOR | 0 | 505.04 | 167.266 | 0 | Lab-Ovh
875PH-A3F-C | PH/ORP/ISE ANALYZER,120VAC,SURFACE,FM,HART | 0 | 449.43 | 144.806 | 0 | Lab-Ovh
875PH-A1C | PH/ORP/ISE ANALYZER,120VAC,PANEL,CSA | 1 | 446.29 | 132.093 | 132.373 | Lab-Ovh
871CR-A3T1C1C1 | CT R-SENSOR,0.1,PEEK,TI,3/4"NPT PEEK BUSH,PT1K,30FT,#6 | 0 | 678.15 | 478.852 | 509.37 | Lab-Ovh
871EC-HP7-3 | Elec,CT,SM Bore PEEK,PT100,TRI-CLAMP,Cable PER SO | 0 | 713.8 | 559.403 | 0 | Lab-Ovh
BS811MN-50 | CABLE ASSY,50FT | 0 | 0 | 69.019 | 69.197
CT25-0006 | Elec,CT,ABS BK,Carbon,K=1.0#CT25A-C04-10X-C003BT | 0 | 0 | 19.072 | 0
CT25-0005 | Elec,CT,ABS BK,Carbon,K=1.0#CT25A-C00-10X-S003BX | 0 | 0 | 13.202 | 0
871EC-HP7-3-30 | Elec,871EC-HP7-3,30FT Cable Length | 0 | 704.42 | 585.085 | 387.093 | Lab-Ovh
01353-S-10M | Sub,Cable,Assembly, 871C, 10M | 0 | 0 | 65.87 | 64.57
333228 | Solu,Potassium Standard, 100ppm as K+ | 0 | 0 | 0 | 0
871CC-A2-39-6M | Elec,871CC-A2-39,6M Cable Length | 0 | 443.92 | 196.232 | 0 | Lab-Ovh
X0172SF | Raw,O-Ring,Kalrez used in EP307G | 0 | 0 | 0.015 | 0.015
X0172SK | Raw,O-Ring,Kalrez K1050LF-114 used in 871EC | 12 | 0 | 36.81 | 36.81
X0201HL | Raw,O-Ring,Chemrez, used in EP307G | 0 | 0 | 0.015 | 0.015
BS811QT | Tri-clamp mount kit, used on 871EC | 9 | 0 | 0.015 | 0.015
X0201HZ | Raw,O-Ring,Chemraz used in Used in BVI & 871EC | 3 | 0 | 88.141 | 88.141
BS809WH | Serial comm cable, used on 875 | 0 | 0 | 5.94 | 0.015
EP485BJ | Raw, RES 575A4 2652A 26,500 ohms | 15 | 19.78 | 25 | 25
SS130AQ-30FT | Assy-Cable Assembly, 30ft. | 0 | 629.25 | 228.683 | 179.785
441051-0001 | Sub,Housing,0.415"ODx1.47"L,PVC Rod,White,KT75V-04-01 | 0 | 0 | 0.216 | 0
441051-0002 | Sub,Potting Plug,0.36"ODx0.25"L,PVC Rod,White,KT75V-04-02 | 0 | 0 | 0.035 | 0
BS809MW | ELECTRODE,OUTER,MONEL | 0 | 0 | 143.21 | 143.21
BS811WP | Inner Electrode,MONEL | 501 | 0 | 38.55 | 38.55
871CC-A4-3-9M | ELEC,871CC-A4-3,9M CABLE LENGTH | 0 | 408.75 | 158.335 | 201.184 | Lab-Ovh
SI1G4R1B-36-VDT | Sub,pH,GX-VDT,1.56"Lx0.165" to 0.325"OD. | 0 | 13.38 | 0.003 | 0
444055-0002 | Sub,Cap,0.85"ODx2"L,Kynar Rod,Black,H052K-04-02 | 0 | 0 | 4.04 | 0
444024-0010 | Sub,Housing,.85"ODx3.25"L,Kynar Pipe,1/2",Blk,H052K-04-01 | 0 | 0 | 3.333 | 0
411020-093 | Sub,Cut, Lead Glass, 5.08mm (0.2") OD x 3.64"L | 0 | 0 | 0 | 0
411020-088 | Sub,Cut, Lead Glass, 5.08mm (0.2") OD x 3.425"L | 0 | 0 | 0 | 0
112114 | Raw,O-Ring,EPR70 114 RoHS2 | 79 | 0 | 0.25 | 0.25
X0179MF | USB Enclosure #1551USB3BK | 30 | 0 | 2.3594 | 2.3594
SS130AQ-20FT | Assy-Cable Assembly, 20ft. | 0 | 426.06 | 154.757 | 0
BS806GX-20FT | CABLE ASSY,20FT | 0 | 0 | 150.477 | 0
BF162MX | FERRITE CORE 229 OHM SOLID, (28B0734-000) | 6 | 0 | 1.156 | 1.16
BS811EL | Baseplate, used on 875 | 4 | 768.52 | 81.52 | 81.52 | Lab-Ovh
BF162MW | FERRITE CORE 150 OHM, SOLID, (28B0735-300) | 8 | 0 | 0.666 | 0.67
BS811EJ | Spacer, lower, used on 875 | 6 | 0 | 32.79 | 32.79
BS811EK | RETAINER UPPER, used on 875 | 6 | 0 | 50.75 | 0.015
BS809PB | SENS BODY 2260 | 22 | 0 | 255 | 255
871FT-4E3D3C-V | ELEC,FT CT,IND-LOW,1",316SS,PEEK,ANSI150,VITON | 0 | 2467.37 | 2256.888 | 1997.95 | Lab-Ovh
871CR-C5G1E1N1 | CT R-SENSOR,10,NORYL,GP,3/4"NPT NORYL,PT1K,HTCABLE PER SO #6 | 0 | 538.85 | 781.411 | 0 | Lab-Ovh
PH10-2N2A-1HFN | Elec,Dolphin,PH,DOME BULB,NO GUARD,PT1K,10FT HTCABLE,LUGS,FM | 0 | 306.87 | 157.043 | 0 | Lab-Ovh
875CR-D3F-AC | CT/RESISITVITY ANALYZER,24VDC,SURFACE,FM,STORM DOOR,HART | 0 | 371.85 | 142.363 | 0 | Lab-Ovh
875PH-D3F-AC | PH/ORP/ISE ANALYZER,24VDC,SURFACE,FM,STORM DOOR,HART | 0 | 454.7 | 152.687 | 0 | Lab-Ovh
871CRC5G1E1N13M | Elec,871CR-C5G1E1N1,3M Cable Length | 0 | 725.83 | 756.188 | 0 | Lab-Ovh
PH10-3N1A-C | Elec,Dolphin,PH,FT BULB,PT100,10FT CABLE,PIN LUGS,CHEMRAZ | 0 | 303.45 | 187.149 | 0 | Lab-Ovh
0060901-F100 | EXTENSION CABLE ASSY,100FT | 0 | 346.75 | 216.167 | 98.294 | Lab-Ovh
BS807BZ | JUNCTION BOX | 1 | 1325.76 | 378.827 | 378.402 | Lab-Ovh
PH10-2P2A-3 | Elec,Dolphin,PH,DOME BULB,NO GUARD,PT1K,30FT CABLE,PIN LUGS | 0 | 289.25 | 137.96 | 165.435 | Lab-Ovh
BS811JB-F030 | Patch Cord - 030 Feet, w/Preamp Sensor, Variopin | 0 | 265.34 | 84.206 | 75.81 | Lab-Ovh
MTS | SUPPLEMENTAL INSTRUMENT TAG | 0 | 0 | 0 | 0
BS811RF-4M | CABLE ASSY,4M | 0 | 0 | 66.199 | 0
BS811RF-10 | CABLE ASSY,10FT | 0 | 0 | 52.302 | 0
BS811LR-40 | CABLE ASSY,40FT | 0 | 0 | 170.453 | 0
BS811LR-3M | CABLE ASSY,3M | 0 | 0 | 49.574 | 0
BS805GW | BUSHING,2" NPT (PLASTIC) | 16 | 0 | 53.801 | 106.334 | Lab-Ovh
BS809EL | ELECTRODE INNER, STD TI 762 | 0 | 0 | 67.144 | 0
ELM-179 | Elec,pH,XV,DJ,12x120mm,0.235 Side arm,#PH4V570-SA-10B-120 | 1 | 106.79 | 13.322 | 0
BS809KN | SENSOR BODY,NPT,STD,GFN3 | 0 | 0 | 335.527 | 224.441 | Lab-Ovh
BS809QE | SENSOR BODY BVI GFN3 | 0 | 0 | 177.764 | 242.18 | Lab-Ovh
046CE100J | Cert, Certificate J Document | 0 | 75 | 0.01 | 0
BS805ZA | LABEL DATA | 0 | 0 | 0.01 | 0.01
XS005LH | LABEL BLANK | 0 | 0 | 0.4251 | 0.42525
S0112NY | Raw,Foam, 876 Foam Packaging Inserts | 1155 | 0 | 1.89 | 1.89
M05-004-028 | Sub,cap plug, Delrin,for black S7,PHENO-009 | 3 | 0 | 0.244 | 0.22
M01-005-022 | Sub,Dummy Housing,Natural PEEK, for ELM-164DM | 6 | 0 | 10 | 9.635
2800712 | Raw,Standoff,Hex, Brs Zinc, 6-32 x 1/4 x 1/4 | 68 | 0 | 30.87 | 30.87
00040006 | Raw,Barstock,Hastaloy C ,1-5/8"dia | 6 | 203.3 | 288 | 288
BS807JL | JUNCTION BOX 38 | 21 | 0 | 230.2 | 230.2
XS004GY | MARKER STRIP | 200 | 0 | 1.95 | 1.95
X0179HU | ENCLOSURE JUNCTION BOX | 5 | 0 | 41.75 | 41.75
BS811SZ | 875CR 120VAC VIBRATION QUALIFIED | 0 | 0 | 0 | 0
A0187PHLB | CS-E/AAA | 0 | 0 | 0.01 | 0
BS807DH | SLEEVE-TOROID. 1/2"-3/4 2260 | 5 | 0 | 99.75 | 99.75
2800-375 | Raw,Washer,Lock | 86 | 0 | 0.15 | 0.15
N0244CM |  | 0 | 0 | 0.01 | 0
N0244CN |  | 0 | 0 | 0.01 | 0
N0244CE |  | 0 | 0 | 0.01 | 0
BS815KH | ADAPTER, CONN | 1 | 0 | 106.63 | 106.63
BS806YG | SLEEVE TORROID 1-2" 2260 | 3 | 0 | 98.75 | 98.75
871EC-SP7-V | Elec,CT,SM Bore PEEK,100K,TRI-CLAMP,VT | 0 | 492.57 | 323.941 | 0 | Lab-Ovh
875EC-A4F-AC | ELECTRODELESS CT ANALYZER,120VAC,PIPE REINFORCED,FM,STORM,HT | 0 | 628.67 | 313.419 | 0 | Lab-Ovh
871EC-UT0-C | Elec,CT,LG Bore PEEK,PT100,CHEM | 0 | 689.1 | 619.701 | 627.398 | Lab-Ovh
871CC-D2 | ELEC,CONTACTING CT,INSERTION,W/100K,K=0.1,TI | 0 | 624.9 | 439.525 | 429.2 | Lab-Ovh
EP307B3P3T2S1 | ELECTRODELESS CT | 0 | 500.47 | 380.306 | 368.7267 | Lab-Ovh
873CC-BIPFGZ | CONTACTING CT ANALYZER,220VAC,4-20MA,FM | 0 | 313.14 | 138.798 | 377.496 | Lab-Ovh
873EC-AIXCNZ-5 | ELECTRODELESS CT ANALYZER | 0 | 383.34 | 207.78 | 0 | Lab-Ovh
871PH-3D2A-3 | Elec,ORP,RYTON,PT,W/PCB,CARP,CERAMIC JCT,RYTON,CABLE PER SO | 0 | 515.55 | 309.888 | 0 | Lab-Ovh
871CR-B2T1B1A1S | CT R-SENSOR,0.1,PVDF,TI,3/4"NPT PVDF,PT1K,20FT CABLE,#6,NIST | 1 | 728.61 | 527.936 | 527.936 | Lab-Ovh
873RS-AIPFGZ-7 | RESISITIVITYANALYZER,120VAC,4-20MA,FM,STORM DOOR | 0 | 350.71 | 172.107 | 172.107 | Lab-Ovh
876CR-TXFA-7 | CT&RESISTIVITY INTELLIGENT TRANSMITTER | 0 | 248.4 | 104.457 | 96.171 | Lab-Ovh
871CR-A2T4H1B1 | CT R-SENSOR,0.1,PVDF,TI,4" INSERT,1"SS,PT1K,20FT HTCABLE,#6 | 0 | 1057.07 | 642.047 | 710.171 | Lab-Ovh
871CR-C4G1H1D1 | CT R-SENSOR,10,PEEK,GP,1"SSBVA,PT1K,30FT HTCABLE,#6 | 0 | 897.33 | 924.359 | 853.481 | Lab-Ovh
PH10-1P2A-2 | Elec,Dolphin,PH,DOME BULB,W/PCB,PT1000,20FT CABLE,PIN LUGS | 0 | 284.61 | 136.701 | 124.503 | Lab-Ovh
875CR-B2U-AC | CT/RESISITVITY ANALYZER,220VAC,PIPE,UL,STORM DOOR,HART | 0 | 374.95 | 146.266 | 723.124 | Lab-Ovh
6000-062/M-012M | Acce,12M extension Wire Cable for 871CC | 0 | 84.4 | 24.014 | 0 | Lab-Ovh
875EC-B4F-AC | ELECTRODELESS CT ANALYZER,220VAC,PIPE REINFORCED,FM,STORM,HT | 0 | 628.67 | 313.419 | 308.786 | Lab-Ovh
876EC-TWAA-7M | ELECTRODELESS CT INTELLIGENT TRANSMITTER | 0 | 238.99 | 92.423 | 491.415 | Lab-Ovh
871PH-2U1B-QET | Elec,pH,CPVC,Dome ht,PTfe,w/PCB,TI,Ceramic jct,vp,epdm,t Col | 0 | 654.57 | 345.255 | 352.899 | Lab-Ovh
EP485QPP2000UXX | Acce,Calibration Plug for 871EC | 0 | 220.66 | 104.48 | 0 | Lab-Ovh
875EC-D3U | ELECTRODELESS CT ANALYZER,24VAC,SURFACE,UL | 0 | 496.16 | 154.739 | 0 | Lab-Ovh
871EC-RE0-34K | Elec,CT,Largw Bore PEEK,100K,Cable PER SO,NoLUG,KAZ | 0 | 465.48 | 388.756 | 0 | Lab-Ovh
871PH-3D2A-3-30 | Elec,871PH-3D2A-3,30FT Cable Length | 0 | 535.62 | 345.67 | 0 | Lab-Ovh
871CC-M2-3-10M | Elec,871CC-M-3,10M Cable Length | 0 | 699.42 | 501.821 | 493.222 | Lab-Ovh
871EC-LB0-3-33 | Elec,871EC-LB0-3,33FT Cable Length | 0 | 409.82 | 436.763 | 270.235 | Lab-Ovh
BS805YW-33 | Assy-Cable Assmebly, 33ft. | 0 | 0 | 125.09 | 120.402
871EC-TF2-3V15M | Elec,871EC-TF2-3V,15M Cable Length | 0 | 798.37 | 564.702 | 664.217 | Lab-Ovh
BS805YW-6M | Assy-Cable Assembly, 6M | 0 | 0 | 79.924 | 76.823
871EC-SP7-3-6M | ELEC,871EC-SP7-3,6M CABLE | 0 | 467.97 | 354.173 | 0 | Lab-Ovh
871EC-BW0-3-9M | Elec,871EC-BW0-3,9M Cable Length | 0 | 634.35 | 592.946 | 0 | Lab-Ovh
SS130AQ-9M | Assy-Cable Assembly, 9M | 0 | 649.57 | 236.076 | 0
871EC-RE034K10M | Elec,871EC-RE0-34K,10M Cable Length | 0 | 428.71 | 388.756 | 282.661 | Lab-Ovh
BS810SS | FLOW CHAMBER, PVDF | 2 | 272.32 | 78.176 | 77.65 | Lab-Ovh
450232-0001 | Sub,Base extension,PVC,remachined(CL43A-04-02) | 418 | 0 | 0.7 | 0.618 | Lab-Ovh
046CE100B | Cert, Certificate B Document | 0 | 75 | 0 | 0
876PH-TWFN-7M | PH/ORP/ISE INTELLIGENT TRANSMITTER | 0 | 245.18 | 95.839 | 0 | Lab-Ovh
871PH-3D1A-3 | Elec,ORP,RYTON,PT,W/PCB,TI,CERAMIC JCT,RYTON,CABLE PER SO | 0 | 511.52 | 284.523 | 0 | Lab-Ovh
871PH-3D1A-310M | Elec,871PH-3D1A-3,10M Cable Length | 0 | 507.22 | 323.525 | 0 | Lab-Ovh
871EC-SP0-3-20 | Elec,871EC-SP0-3,20FT Cable | 0 | 260.99 | 146.752 | 146.752 | Lab-Ovh
414009-084 | Sub,Cut,Lead Free Glass,4mm(0.157")x0.635mm(0.025")Wallx84mm | 0 | 0 | 0.03 | 0
TEK04858 | 1xER20A-140mm | 0 | 0 | 0 | 122.4
BS806XN | INDUCTOR, HR, 48T, 1"-2" | 0 | 0 | 52.75 | 52.75
BS807BM | SLEEVE-TOROID 3-4" 2260 | 9 | 0 | 379 | 379
BS806XP | INDUCTOR, LR, 30T, 3"-4" | 0 | 0 | 229.493 | 157.42
BS806XY | Raw,Washer,Shield, 4" 1685 | 15 | 0 | 41.67 | 41.67
BS806XQ | INDUCTOR, HR, 48T, 3"-4" | 0 | 0 | 206.75 | 0
BS809FY | MEM,873EC,23.13 | 0 | 0 | 2.813 | 0
BS809BW | INSERT CELL ASSY,4",Ti,PVDF | 0 | 0 | 249.435 | 0
BS807RJ | CAN TOROID 1"-2" | 1 | 0 | 395 | 0
BS807LD | INDUCTOR, HR, 48T, 1"-1 ½" | 0 | 0 | 85.492 | 0
BS807LE | INDUCTOR, LR, 30T, 1 ½" | 0 | 0 | 85.492 | 32.93
BS807HM | SANI TOROID SHIELD 2415 | 3 | 0 | 148.5 | 148.5
871PH-1F2A | Elec,pH,Ryton,Flat Bulb,w/PCB,carp,cermic jct,Ryton,20ft Cab | 0 | 508.03 | 276.554 | 0 | Lab-Ovh
876PH-SYFN-7M | PH/ORP/ISE INTELLIGENT TRANSMITTER | 0 | 267.74 | 112.225 | 107.304 | Lab-Ovh
871EC-SP0-34-33 | Elec,871EC-SP0-34,33FT Cable Length | 0 | 275.18 | 123.839 | 0 | Lab-Ovh
SS300AR | Sub,871PH,LH SUBASSY,RYTON,CARP TC,PT100,VT ORING | 0 | 0 | 116.866 | 0
449007-0045 | Sub,Cap Adap,.4"ID/.555"ODx.805"L,Blk ABS,CE,H028-A4-04 | 61 | 0 | 1.058 | 0.093 | Lab-Ovh
S-RE54-A301 | Sub,RE54-A301,probe only, Aurora Supply | 4 | 0 | 50.914 | 0
X0124FZ | Raw,Screw,8-32 X 3/8 SLOTTED PAN MACHINE 18-8 SS | 0 | 0 | 0.01 | 0.01
CUTA2B1 | MRO,Knife,Fine,Med Black Dia Drop PT Fine | 0 | 0 | 37.5 | 37.5
M19-003-029 | Sub,Sheath,SS 316,25" Length Standard,1-1/4"OD For Knick M4 | 2 | 0 | 74.592 | 67.2
B4015PF | 2.0" x 2.84" ILS 215 MATTE WHITE POLYESTER LS081894 | 2500 | 0 | 0.08923 | 0.08923
875PH-C2D-AC | PH/ORP/ISE ANALYZER,240VAC,PIPE,IEC,STORM DOOR,HART | 0 | 458.71 | 157.593 | 0 | Lab-Ovh
873CC-AIWFGZ | CONTACTING CT ANALYZER,120VAC,4-20MA,METAL PANEL MOUNT,FM | 0 | 254.85 | 88.236 | 476.7 | Lab-Ovh
871CC-E4-4 | ELEC,CONTACTING CT,TWIST LOCK,K=10,LUGLESS TERMINATION | 0 | 831.12 | 553.234 | 592.219 | Lab-Ovh
ORP10-1N2A-FA | Elec,Dolphin,ORP,PT,PT1000,10FT CABLE,PIN LUGS,MUTUAL,ATEX | 0 | 324.39 | 217.102 | 200.846 | Lab-Ovh
UDTSA06KSTUCR2 | Boring Bar,Steel 3/8" | 0 | 0 | 72.81 | 72.81
876PH-TXFN-7M | PH/ORP/ISE INTELLIGENT TRANSMITTER | 0 | 244.6 | 95.402 | 464.243 | Lab-Ovh
876PH-TYFA | PH/ORP/ISE INTELLIGENT TRANSMITTER | 0 | 245.03 | 88.542 | 452.381 | Lab-Ovh
871CC-C2 | ELEC,CONTACTING CT,SANITARY,TC100K,K=0.1,TI | 0 | 472.74 | 312.782 | 311.196 | Lab-Ovh
871EC-TF2-3 | Elec,CT,FLUOROCARBON,CARP,Cable PER SO | 0 | 430.9 | 432.76 | 0 | Lab-Ovh
875EC-B2F-A | ELECTRODELESS CT ANALYZER,220VAC,PIPE,FM,STORM DOOR | 0 | 503.42 | 165.457 | 161.203 | Lab-Ovh
871PH-1F1A-Q | Elec,pH,Ryton,Flat Bulb,PT100,TI,Ceramic jct,vp conn | 0 | 682.13 | 291.371 | 0 | Lab-Ovh
871PH-1D1A-Q | Elec,ORP,RYTON,PT,PT100,TI,CERAMIC JCT,RYTON,VP CONN | 0 | 691.49 | 350.488 | 0 | Lab-Ovh
873PH-BIYFNZ-7 | PH ANALYZER,220VAC,4-20MA,METAL PIPE MOUNT,FM,STORM DOOR | 0 | 282.27 | 113.148 | 113.148 | Lab-Ovh
PH10-3N2B | Elec,Dolphin,PH,FT BULB,PT1K,10FT CABLE,VP CONN | 0 | 300.79 | 179.53 | 174.14 | Lab-Ovh
876CR-TYCN-7 | CT&RESISTIVITY INTELLIGENT TRANSMITTER | 0 | 251.21 | 101.788 | 94.725 | Lab-Ovh
BVA-PHA1E08 | BALL VALVE,PH10/ORP10,316SS,EPDM,0-8"L | 0 | 1702.56 | 1356.088 | 1356.088 | Lab-Ovh
876CR-TWFN | CT&RESISTIVITY INTELLIGENT TRANSMITTER | 0 | 238.94 | 92.436 | 0 | Lab-Ovh
871CR-A3T4H1B1 | CT R-SENSOR,0.1,PEEK,TI,4"INSERT,1"SSBVA,PT1K,20FT,HTCABL,#6 | 0 | 1153.93 | 726.952 | 511.483 | Lab-Ovh
876CR-TYAA-7 | CT&RESISTIVITY INTELLIGENT TRANSMITTER | 0 | 251.21 | 101.788 | 129.757 | Lab-Ovh
876PH-TXZZ | PH/ORP/ISE INTELLIGENT TRANSMITTER | 0 | 238.11 | 85.4 | 457.244 | Lab-Ovh
871EC-TF2-3-6M | Elec,871EC-TF2-3,6M Cable Length | 0 | 754.85 | 469.023 | 574.349 | Lab-Ovh
871A-4F-3-6M | ELEC,871A-4F-3,6M CABLE LENGTH | 0 | 300.51 | 123.745 | 0 | Lab-Ovh
BS811LX-6M | CABLE ASSY,6M | 0 | 0 | 22.787 | 0
450438-0003 | Sub,CT25 Molded Body,remachine OD12mm to fit cap,CT25-04-01 | 708 | 0 | 4.799 | 0.7825 | Lab-Ovh
450184-0002 | Sub,Body, Clear PVC. reliant DO,DOCHV-C4-01R | 133 | 0 | 7.587 | 7.305 | Lab-Ovh
450184-0003 | Sub,Body, Clear PVC. reliant DO,DOLKV-04-01R | 0 | 0 | 2.199 | 0
876CR-TWFN-7M | CT&RESISTIVITY INTELLIGENT TRANSMITTER | 0 | 243.12 | 99.296 | 0 | Lab-Ovh
BS814CF | BS812YH Display RPL Part | 0 | 90.67 | 2.186 | 2.341 | Lab-Ovh
X0145QD | Raw,O-Ring, 2-157 9000-75 477 | 18 | 0 | 22.5 | 22.5
X0145QC | Raw,O-Ring, 2-156 477 | 123 | 0 | 2.76 | 2.76
BS807WT | RTD ASSY (871FT) | 3 | 1963.5 | 776 | 776
BS809AA | TRICLAMP TITANIUM 1.5 SANITARY MOUNT (871CR) | 2 | 0 | 155 | 155
BS809AJ | LOCKCAP,300 SST | 13 | 127.75 | 36.5 | 36.5
XS004GR | CORE, TOROID, 4" 2382,112 | 19 | 0 | 175.75 | 175.75
BS807QS | CAN, TOROID 4" 2415 INDUSTRIAL SHIELDED | 1 | 0 | 224 | 168
BS805VK | CABLE HOUSING, DIP | 0 | 0 | 19.89 | 19.89
450122-0001 | Sub,Probe Body,PVC Grey,Rework,Ceramic holes,CLV5V-34-01-R | 2 | 0 | 0.96 | 0.96
BS807EP | 1", PCTFE BORE PIECE | 5 | 1522.5 | 435 | 435
BS807KS | SLEEVE TOROID 4" 2260 | 11 | 0 | 256 | 252
BS808KB | LOCKING CAP TITANIUM | 17 | 227.5 | 69.95 | 69.95
3105060 | INSULATOR PN/PX INT.THERMISTOR | 0 | 0 | 94.52 | 94.52
BS807VU | RTD ASSY SANITARY 2 IN | 0 | 0 | 560.588 | 560.588
BS807KG | SLEEVE INSULATOR | 11 | 0 | 495 | 495
BS807KA | 1" SLEEVE, CARP-20 1439 | 35 | 0 | 174.6 | 174.6
BS807VH | RTD ASSY INDUSTRIAL | 2 | 0 | 771 | 771
BS808BB | INDUST TOROID SHLD CAN 2415 | 4 | 0 | 224 | 249
BS807WX | CAN TOROID 2415 | 9 | 0 | 187 | 187
BS807VJ | RTD ASSY INDUSTRIAL | 2 | 0 | 812 | 812
BS807BJ | CLAMP,SANITARY | 0 | 0 | 31.402 | 27.58 | Lab-Ovh
450123-0001 | Sub,Sensing Disc Base,PVC Grey,rework disc step CLV5V-04-02M | 4 | 0 | 0.12 | 0.103
CT01-ED02A | Elec,CT,Glass,PT,K=1#CT01G-P00-10X-SM01BX | 0 | 87.26 | 28.4 | 28.399
BS807WQ | RTD ASSY INDUSTRIAL | 1 | 0 | 525 | 525
BS805EM | CAP. CABLE | 0 | 0 | 15.16 | 15.16
A2006LF | LUG | 46 | 0 | 0.03 | 0.03
X0145PZ | Raw,O-Ring,Viton 2-153 9005-75 | 6 | 0 | 2.32 | 2.32
X0145QA | Raw,O-Ring,Viton, 2-154 9005-75 | 50 | 0 | 1.63 | 1.63
BS807FS | FLANGE,4",316SS 1439 | 3 | 0 | 154.13 | 154.13
XS004FW | FLANGE, 150LB, 316SS 1 1/2" | 5 | 0 | 37.21 | 37.21
BS807EK | INSULATOR,1 1/2" INDUST. KYNAR | 14 | 0 | 209 | 209
BS807KB | 1 1/2" SLEEVE INSUL. (CARP-20) | 9 | 0 | 200 | 200
BS808AW | CAP 1/2" SAN | 0 | 0 | 21.88 | 21.88
M06-019-006 | Sub,Fitting,Titanium, 1" NPT | 0 | 0 | 263.673 | 0
M06-018-006 | Sub,Fitting, Hast-C, 1"MPT | 0 | 0 | 1394.696 | 0
0022707 | Acce,Kit,871pH,RF JCT,Ryton,Viton,Carp Extractor (BS805MD) | 0 | 160.01 | 54.488 | 47.2 | Lab-Ovh
BS805JH | 1/2 Metric Kynar Bushing | 0 | 1 | 44.466 | 0
BS805HA | BUSHING,PLASTIC,ISO 7/1-R1-1/2(PVDF) | 0 | 0 | 0 | 0
P0170UR | LOW SMOKE CABLE | 0 | 0 | 2.66 | 2.66
SI1G4R1B-40-VDT | Sub,pH,GX-VDT,1.56"Lx0.165" to 0.325"OD. | 66 | 13.38 | 0.003 | 0.006
95552111-K | Raw,O-Ring,Kyflon 2-111 | 139 | 6.36 | 7.6 | 7.6
95552216-K | Raw,O-Ring,Kyflon 3085,2-216 | 8 | 27.64 | 25.83 | 25.83
449018-0005 | Sub,Top Piece,0.88"ODx0.5"IDx0.2"L,Blk ABS Rod,A999A-04-02 | 26 | 0 | 0.073 | 0
1345105 | FLOW CHAMBER, PVC, TWIST LOCK | 0 | 0 | 301.411 | 301.497 | Lab-Ovh
DOL2-MULT1 | Elec,ODO,Gen 2, ABS,pressure sensor (PN: 245071) | 0 | 0 | 140.17 | 0
449006-0046 | Sub,gen2 ODO probe housing1,ABS,1/2"x2.6"L,DOL2A-M4-01-1 | 0 | 0 | 0.45 | 0
449004-0027 | Sub,gen2 ODO probe housing2,ABS,3/4"x1.5"L,DOL2A-M4-01-2 | 0 | 0 | 0.451 | 0
449004-0028 | Sub,gen2 ODO probe cap,ABS,3/4"x2.5"L,DOL2A-14-02 | 4 | 0 | 8.536 | 0.628 | Lab-Ovh
MK7ZH-1843 | MK7H,Hast-C,6"Insert,3pc BV,1.5"RF,FP#MK7Z40643311163F | 0 | 0 | 6659.157 | 1877.028
C2-020-FG | Sub,Cable,FG,C2,20 Feet,99030517,Conn 6-pin,M03-025-002 | 0 | 0 | 39.147 | 0 | Lab-Ovh
POBANKFEE | AP PO Bank Fee | 0 | 0 | 0 | 1.01
POTARIFF | AP PO Tariff Fee from Vendor | 0 | 0 | 0 | 449
POMISC | AP PO MISC Charges | 0 | 0 | 0 | 21.77
M07-019-015 | Sub,Tube,Titanium Sensor,34" Length For MK7Z | 0 | 0 | 111.968 | 88.049
8010061 | ROD, PVC 1.5 | 5 | 0 | 9.45 | 9.45
PH10-2S2S-FA | Elec,Dolphin,PH,DOME BULB,NO GUARD,W/SMPCB,PT1K,S CONN,FM | 0 | 331.35 | 188.773 | 0 | Lab-Ovh
00190029 | Nipple,Hex Reducing,SS316,3/4"x 1/2"MPT | 6 | 10.9 | 10.19 | 10.19
BS806YP-40FT | CABLE ASSY,40FT | 0 | 0 | 341.772 | 0
PH10-1N2A-5FN | Elec,Dolphin,PH,DOME BULB,PT1K,50FT CABLE,PIN LUG,FM | 0 | 322.64 | 161.031 | 122.67 | Lab-Ovh
871PH-1F1A-7 | Elec,pH,Ryton,Flat Bulb,PT100,TI,Ceramic jct,20ft Cable,male | 0 | 504.44 | 270.237 | 255.188 | Lab-Ovh
871CR-C4G1D1B1 | CT R-SENSOR,10,GFPEEK,GP,3/4"GFPEEK BUSH,PT1K,20FT HT,#6 | 0 | 1055.13 | 608.428 | 608.428 | Lab-Ovh
BS812PK | Acce,Kit,pH,Viton O-ring | 0 | 26.19 | 13.81 | 7.433 | Lab-Ovh
BS810ND | Flow chamber, 316ss universal | 0 | 924.27 | 325.38 | 325.38 | Lab-Ovh
876PH-TYZZ-7M | PH/ORP/ISE INTELLIGENT TRANSMITTER | 0 | 247.49 | 92.698 | 0 | Lab-Ovh
PH10-3P1B | Elec,Dolphin,PH,FT BULB,W/PCB,PT100,10FT CABLE,VP CONN | 0 | 319.18 | 178.226 | 183.352 | Lab-Ovh
871CR-A1T1A1B1 | CT R-SENSOR,0.1,CPVC,TI,3/4"NPT CPVC BUSH,PT1K,20FT HT,#6 LG | 0 | 744.72 | 491.672 | 513.587 | Lab-Ovh
446014-0002 | Sub,Internal Cap,0.335ODx1.60"L Acetal Rod,Blk,H058Q-04-02 | 0 | 0 | 2.871 | 2.765 | Lab-Ovh
871EC-RE0-V | Elec,CT,Largw Bore PEEK,100K,20FT Cable,LUGS,VT | 0 | 415.8 | 344.588 | 273.062 | Lab-Ovh
871PH-5T1B-3 | Elec,pH,Ryton,Flat Bulb,noPCB,PTfe,PT1k,TI,Ceramic jct,Cable | 0 | 449.46 | 217.719 | 0 | Lab-Ovh
871CR-A3M4C1A1 | CT R-SENSOR,0.1,PEEK,MONEL,4"INSERT,3/4"INSERT,PT1K,20FT,#6 | 0 | 809.65 | 761.893 | 0 | Lab-Ovh
PH10-1N2A-FN | Elec,Dolphin,PH,DOME BULB,PT1K,10FT CABLE,PIN LUG,FM | 0 | 280.56 | 132.615 | 129.751 | Lab-Ovh
871PH-5T1B-3-50 | Elec,871PH-5T1B-3,50FT Cable Length | 0 | 552.38 | 313.763 | 0 | Lab-Ovh
1340008 | BOOT, NEOPRENE | 0 | 0 | 4.29 | 4.29
2100001 | CONN 91MC4F-NP | 5 | 0 | 177.57 | 177.57
BS806BS | BUSHING,TWIST-LOCK,1/10 CF | 7 | 0 | 278 | 278 | Lab-Ovh
PH12-3P11Q-S | Elec,pH,12MM,Flat Bulb,PEEK 120MM,PT100,VP Conn,3-A COMPLIAN | 0 | 495.63 | 442.696 | 296.699 | Lab-Ovh
871FT-1G1A1R | ELEC,FT CT,IND-HI,2",PEEK,TRI-CLAMP,PT1K | 0 | 2165.23 | 2006.971 | 0 | Lab-Ovh
PH10-1P1A-5 | Elec,Dolphin,PH,DOME BULB,W/PCB,PT100,50FT CABLE,PIN LUG | 0 | 295.53 | 200.309 | 200.628 | Lab-Ovh
PH10-2N1B | Elec,Dolphin,PH,DOME BULB,NO GUARD,PT100,10FTCABLE,VP CONN | 0 | 295.73 | 178.463 | 169.129 | Lab-Ovh
871CC-L2 | CONTACTING CT,SANITARY,K=0.1,TI | 0 | 598.33 | 413.25 | 426.851 | Lab-Ovh
ORP10-1N2A-2 | Elec,Dolphin,ORP,PT,PT1000,20FT CABLE,PIN LUGS | 0 | 339.61 | 234.628 | 215.93 | Lab-Ovh
871PH-1X3A-4 | ELEC,RYTON,W/PCB,PT100,SS316,CERAMIC JCT,RYTON,20FT,NO LUG | 0 | 457.6 | 238.174 | 0 | Lab-Ovh
ORP10-1N2A-4H | Elec,Dolphin,ORP,PT,PT1000,40FT HTCABLE,PIN LUGS | 0 | 442.14 | 356.726 | 0 | Lab-Ovh
PH12-3P12Q-EZZ | Elec,pH,12MM,FT Bulb,PEEK,120MM,PT1K,VP,EPDM,No Agency Cert | 0 | 449.78 | 393.537 | 217.19 | Lab-Ovh
875PH-A1F-AC | PH/ORP/ISE ANALYZER,120VAC,PANEL,FM,STORM DOOR,HART | 0 | 451.85 | 140.496 | 140.67 | Lab-Ovh
PH10-1N2Q-FN | Elec,Dolphin,PH,DOME BULB,PT1K,VP CONN,FM | 0 | 342.01 | 144.782 | 0 | Lab-Ovh
871EC-TF3-7 | Elec,CT,FFKM,316SS,20FT Cable,MALE Conn | 0 | 746.36 | 412.646 | 255.129 | Lab-Ovh
875PH-A2F | PH/ORP/ISE ANALYZER 120VAC,50/60Hz,PIPE,FM | 0 | 452.75 | 148.931 | 0 | Lab-Ovh
871PH-1X1A-7 | ELEC,RYTON,W/PCB,PT100,TI,CERAMIC JCT,RYTON,20FT CABLE,MALE | 0 | 443.17 | 238.762 | 0 | Lab-Ovh
PH10-2N2A-4H | Elec,Dolphin,PH,DOME BULB,NO GUARD,PT1K,40FT HTCABLE,PIN LUG | 0 | 373.35 | 269.186 | 259.619 | Lab-Ovh
BS805RA-10M | CABLE ASSY,10M | 0 | 0 | 18.385 | 18.061 | Lab-Ovh
871CC-A2-34-10M | Elec,871CC-A2-34,10M Cable Length | 0 | 448.47 | 201.482 | 189.967 | Lab-Ovh
871PH-1F1A-315M | Elec,871PH-1F1A-3,15M Cable Length | 0 | 514.38 | 282.73 | 0 | Lab-Ovh
449007-0046 | Sub,Adap,.555"ODx.805"L,Blk ABS,for Cap#140002,CT42L-G4-05 | 0 | 0 | 0.148 | 0
BS806ES | ADAPTIVE, TI | 0 | 0 | 37.461 | 144.44 | Lab-Ovh
BS806ER | SHAFT,INSERTION 457, 2661 | 3 | 0 | 87.92 | 145.16 | Lab-Ovh
R1005JJ | PIPE 3/4" SCH 80 TITANIUM | 30 | 0 | 63.33 | 63.33
R1005JH | PIPE 1 1/4"SCH 40 TITANIUM | 19 | 0 | 97.96 | 97.96
5745100A-0001 | Sub,FL TIP, Cut off Flange,cut length to 0.17"#FL03Q-04-07-R | 207 | 0 | 23.93 | 23.536 | Lab-Ovh
95552019-K | Raw,O-Ring,Kyflon Material, 2-019 | 0 | 0 | 20.26 | 20.26
B4015UH | 2.50" x 1" Caution labels black on yellow | 4964 | 0 | 0.02954 | 0.02954
15100HZ | 876 Autocal Test Procedure | 0 | 0 | 0.01 | 0
450362-0004 | Sub,B9 Membrane Housing for Sleeve,Blk ABS, KTB9A-M4-02-R | 0 | 0 | 0.269 | 0
449007-0047 | Sub,Tip,0.510"ODx0.664"L,ABS Rod 5/8",Blk,DOCHN-44-04 | 59 | 0 | 1.871 | 0.075 | Lab-Ovh
443012-0019 | Sub,CT Body,475"ODx2.86"L,Epoxy,Blk,CT42L-74-01 | 48 | 0 | 5.427 | 1.401 | Lab-Ovh
443038-0007 | Sub,CT Body,0.580"ODx2.86"L ,Epoxy Tube, Blk,CT40L-74-01 | 98 | 0 | 1.058 | 0.535
SL0087 | Elec,CT,12mmODx70L,BLK epoxy,K=0.42,4 wires,CT42L-C00-45X-GX | 16 | 116.7 | 16.965 | 1.319
SL0088 | Elec,CT,14.7mmODx70L,BLK epoxy,K=.45,CT40L-C00-45X-GX02TX | 6 | 116.7 | 5.867 | 5.525
449016-0006 | Sub,Anode,Up Cap,1.03"ODx.815"ABS Blk,.275"ID,DOCHV-C4-06 | 220 | 0 | 3.689 | 3.1
PH10-1N1A-E4H | Elec,Dolphin,PH,DOME BULB,PT100,40FT HT CABLE,PIN LUGS,EPDM | 0 | 373.91 | 268.271 | 0 | Lab-Ovh
875CR-C2D-A | CT/RESISITVITY ANALYZER,240VAC,PIPE,IEC,STORM DOOR | 0 | 373.95 | 144.938 | 0 | Lab-Ovh
450345-0001 | Sub,B9 Body Remachined,Tuff Tip,Blk ABS,KTB9A-04-01 | 19 | 0 | 1.427 | 0.971
ORP10-1N2A-E2 | Elec,Dolphin,ORP,PT,PT1000,20FT CABLE,PIN LUGS,EPDM | 0 | 339.62 | 235.469 | 315.414 | Lab-Ovh
871FT4H4C3TCV50 | ELEC,FT CT,871FT-4H4C3T-3CV,50FT CABLE LENGTH | 0 | 7816.33 | 7153.229 | 7154.28 | Lab-Ovh
871EC-TF2-3-5M | ELEC,871EC-TF2-3, 5M CABLE LENGTH | 0 | 749.41 | 454.841 | 0 | Lab-Ovh
871PH-5T1B-3-30 | 871PH-5T1B-3,30FT CABLE LENGTH | 0 | 513.94 | 282.53 | 0 | Lab-Ovh
871CC-A2-39-10M | Elec,871CC-A2-39,10M Cable Length | 0 | 450.45 | 203.282 | 0 | Lab-Ovh
871CC-A4-3-10M | Elec,871CC-A4-3,10M Cable Length | 2 | 410.22 | 159.92 | 0 | Lab-Ovh
871A-1F-3-10M | Elec,871A-1F-3,10M Cable Length | 0 | 328.24 | 163.661 | 156.351 | Lab-Ovh
871A-3F-3-10M | Elec,871A-3F-3,10M Cable Length | 0 | 332.85 | 164.672 | 160.88 | Lab-Ovh
871PH-1F1A-3T7M | ELEC,871PH-1F1A-3T,7M CABLE LENGTH | 0 | 519.43 | 271.949 | 300.057 | Lab-Ovh
871A-3F-3-6M | ELEC,871A-3F-3,6M CABLE | 0 | 310.69 | 138.704 | 0 | Lab-Ovh
871PH-1A1A3450M | Elec,871PH-1A1A-34,50M Cable Length | 0 | 647.91 | 407.693 | 0 | Lab-Ovh
871A-2D-3-50 | ELEC,871A-2D-3,50FT CABLE LENGTH | 0 | 324.96 | 152.972 | 152.972 | Lab-Ovh
450362-0003 | Sub,B9,Membrane Housing,Support Disc,Blk ABS#KTB9A-04-02 | 25 | 0 | 0.269 | 0.252
BS808LA | CELL INSERT ASY | 0 | 0 | 275.388 | 0
M01-035-013 | Sub,Epoxy,Clear,12mmODx.400"IDx165mm No Guard, Fisher Refill | 169 | 0 | 3.14 | 1.574
S0112ZC | Raw,Foam Insert - Polyplank LAM 1.7 pcf Class 1 Grade A | 456 | 0 | 2.06 | 2.06
3-2724.310-40 | Elec,pH,Glass,ASGVIII,_#HGSAG-L04-X0X-X000XX | 5 | 21.44 | 27.4 | 34
871EC-SP7-3-30 | Elec,871EC-SP7-3,30FT Cable Length | 1 | 480.61 | 377.521 | 368.132 | Lab-Ovh
875PH-D2F-AC | PH/ORP/ISE ANALYZER,24VDC,PIPE,FM,STORM DOOR,HART | 0 | 459.42 | 158.399 | 0 | Lab-Ovh
876PH-TYNA-7 | PH/ORP/ISE INTELLIGENT TRANSMITTER | 0 | 247.41 | 92.732 | 92.732 | Lab-Ovh
871CC-B2 | ELEC,CONTACTING CT,UNIVERSAL,K=0.1,TI | 0 | 410.92 | 204.821 | 204.002 | Lab-Ovh
00428335 | Cotter Pin, Zinc Plated,1050-1095,Spring Steel | 148 | 0 | 0.0648 | 0.0648
44C017FE254ZP5B | Sub,Cell,Graphite Rod,5/16"OD,FE-254ZP5,CTOTA-16-01 REV-G | 330 | 0 | 10.16 | 10.16 | Lab-Ovh
44C017FE254ZP5C | Sub,Cell,Graphite Rod, 5/16"OD.FE-254ZP5,CTOTA-14-03 REV K | 0 | 0 | 2.242 | 0
44C017-JP1345-H | Sub,Cell assembled, Graphite Rod,5/16"JP1345 CT42L-05-01 | 160 | 0 | 9.914 | 9.241 | Lab-Ovh
44C017-IPG16-D | Sub,CT cell assy, Graphite Rod,5/16"OD IPG16, CTHLV-06-01 | 403 | 0 | 6.659 | 5.869 | Lab-Ovh
871CC-E4 | ELEC,CONTACTING CT,TWIST LOCK,K=10,CARBON | 0 | 829.11 | 555.423 | 590.249 | Lab-Ovh
M38-018-002 | Sub,Flange,Hast-C,1-1/2"150lb,1.352"ID,Raise Face welded. | 0 | 0 | 426.367 | 425.069 | Lab-Ovh
871A-2F-EP389B | ELEC,871A-2F, replace to 2" Tri-clamp fitting316SS(BS810FN) | 0 | 345.82 | 138.99 | 160.844 | Lab-Ovh
450375-0002 | Sub,ISE Fluoride Base,Remachined,FL43A-04-01-R | 40 | 0 | 24.48 | 21.594 | Lab-Ovh
M01-032-044 | Sub,Epoxy,Black,K-10,12mmODx.400"IDx120mm Length, No Guard | 309 | 0 | 1.607 | 1.576
876EC-TWAA-7 | ELECTRODELESS CT INTELLIGENT TRANSMITTER | 0 | 239.73 | 92.922 | 491.415 | Lab-Ovh
871PH-1A1A-34 | Elec,pH,Ryton,Dome Bulb,w/PCB,PT100,TI,Ceramic jct,Cable so, | 0 | 457.56 | 227.943 | 0 | Lab-Ovh
873CC-AIYFNZ | CONTACTING CT ANALYZER,120VAC,4-20MA,METAL PIPE MOUNT,FM | 0 | 243.3 | 76.723 | 0 | Lab-Ovh
ORP10-1N1B-E | Elec,Dolphin,ORP,PT,PT100,10FT CABLE,VP CONN,EPDM | 0 | 378 | 271.957 | 325.993 | Lab-Ovh
871CR-B2T1B1B1 | CT R-SENSOR,0.1,PVDF,TI,3/4"NPT PVDF,PT1K,20FT HT CABLE,#6 | 0 | 843.77 | 592.927 | 510.882 | Lab-Ovh
EP307B1P1P2S1 | ELECTRODELESS CT | 0 | 333.44 | 245.51 | 0 | Lab-Ovh
EP485A4G0250MXX | Acce,Calibration Plug for 871FT | 0 | 161.32 | 73.077 | 0 | Lab-Ovh
EP485A4G0050MXX | Acce,Calibration Plug for 871FT | 1 | 161.32 | 73.077 | 57.628 | Lab-Ovh
871FT-3E2C3T-CV | ELEC,FT CT,IND-HI,1",HAST,PCTFE,ANSI150,PT100,CAL CABLE,VT | 0 | 5143.33 | 4668.008 | 4352.539 | Lab-Ovh
871A-2D-3 | Elec,ORP PROBE,PLATINUM,PT100,W/PCB,CABLE PER S.O. | 0 | 243.8 | 95.719 | 0 | Lab-Ovh
871PH-2A3A | Elec,pH,CPVC,Dome Bulb,w/PCB,PT100,316ss,Ceramic jct,20ft,pi | 0 | 551.75 | 299.417 | 0 | Lab-Ovh
871EC-PP0-V | Elec,CT,Small Bore PP,PT100,VT | 0 | 278.09 | 123.574 | 117.825 | Lab-Ovh
876PH-SYFN | PH/ORP/ISE INTELLIGENT TRANSMITTER | 0 | 263.55 | 105.365 | 100.466 | Lab-Ovh
BS450XX | METER,SCALE/SO | 0 | 164 | 194.306 | 0
BS805YW-5M | Assy-Cable Assembly, 5M | 0 | 0 | 67.021 | 64.452
01351-S-10M | CABLE ASSY, 10M | 0 | 0 | 20.791 | 19.534
BS811LY-10M | CABLE ASSY, 10M | 0 | 0 | 64.279 | 0
BS811LX-7M | CABLE ASSY, 7M | 0 | 0 | 25.718 | 0
BS811LX-50M | CABLE ASSY, 50M | 0 | 0 | 163.544 | 0
M01-015-041 | Sub,Epoxy, Blue,12.5mmODx400"IDx100mmL,with Guard | 352 | 0 | 1.59 | 1.082 | Lab-Ovh
2ISTKCL04NAOH-N | PNS,KCL POLYMER W/0. 4%NaOH | 0 | 0 | 0 | 0
P0162BY | METER DC MILLIVOLTMETER | 0 | 0 | 164 | 164
BS809EM | ELECTRODE,INNER,MONEL 762 | 0 | 0 | 54.901 | 0
2800074 | Raw,Pin,Dowel 0.13 x 0.25 130 | 10 | 0 | 0.25 | 0.25
688-HSPPAD143A | Pressure Sensot for ODO Gen 2 | 0 | 0 | 6.03 | 6.03
245073 | Raw,Pressure sensor, HSPPAD143C,ALPS ALPINE CO, | 5220 | 0 | 3.25 | 3.25
EP307CA | Cable Assy, 105C | 0 | 0 | 46.642 | 0
BS807WP | RTD ASSY | 2 | 2495.5 | 764.25 | 764.25
BS807ES | INSULATOR 3" IND. PCTFE | 2 | 0 | 1098.54 | 478.2
BS807FH | FLANGE, 3",CARP 20-Cb 3 | 6 | 0 | 777 | 777
BS807KD | SLEEVE-INSULATOR, 3" | 16 | 0 | 464.5 | 464.5
BS807KN | Toroid Sensor Assy, LR 3", IND 150 | 0 | 0 | 1632.762 | 0
BS807WK | RTD ASSY | 4 | 0 | 682 | 528
BS807YM | Acce,Kit,O-Ring | 0 | 46.5 | 11.077 | 0 | Lab-Ovh
BS810RX | Raw,O-Ring,TOROID KIT | 0 | 0 | 45.166 | 42.33
X0173VP | Raw,Screw,Set #10 x 0.38 2225 | 100 | 0 | 0.1 | 0.1
XS004HW | STUD BLOT 2727 | 45 | 0 | 19.619 | 19.143 | Lab-Ovh
BS807CX-50FT | CABLE ASSY, PVC, LUGGED, 50FT | 0 | 0 | 52.967 | 0
449009-0006 | Sub,Housing,1"ODx3"L,ABS Pipe,3/4",Blk,A999A-04-01 | 0 | 0 | 1.227 | 0
450345-0002 | Sub,B9 Body Remachined,cut short to 1.92"L,Blk ABS,COB9A-P4 | 76 | 0 | 1.427 | 0.7
871CC-A2-49 | ELEC,CONTACTING CT, 3/4NPT,0.1,TI,CELL FACTOR,LUGLESS T | 0 | 443.11 | 185.597 | 174.493 | Lab-Ovh
PH10-3N2A-2FN | Elec,Dolphin,PH,FT BULB,PT1K,20FT CABLE,PIN LUGS,FM | 0 | 275.51 | 151.013 | 138.124 | Lab-Ovh
FIT12-2FB040L | SENSOR HOLDER PROTECTION,UNGUA,1"ANSI150FLANGE,40MML,316SS | 0 | 407.49 | 363.814 | 0 | Lab-Ovh
871CC-L4 | CONTACTING CT,SANITARY,K=10,CARBON | 0 | 662.03 | 407.401 | 0 | Lab-Ovh
871EC-HP0-3V-30 | Elec,871EC-HP0-3V,30FT Cable Length | 0 | 497.63 | 388.142 | 398.725 | Lab-Ovh
DOCH-AM01 | Elec,DO,PVC,PT Disc,Lead#DOCHV-F21-L0X-YX30TX* | 1 | 382.13 | 97.579 | 97.579 | Lab-Ovh
M01-001-182 | Sub,Housing,Black Kynar,with SS Ring for TB566 | 0 | 0 | 15.561 | 8.832
M09-009-016 | Sub,Insert,Teflon,0.440"ODx0.295"L,for membrane,ENV-50-DO | 0 | 0 | 0.092 | 0.049
EP402C3A2T2 | Electrodeless Conductivity Sensor Adaptors | 0 | 1307.09 | 366.299 | 526.834 | Lab-Ovh
BS811BJ | LABEL, 875CR JUMPER KIT | 0 | 0 | 0.25 | 0.25
X0175NN | Raw,Jumper, 2 Position Flat | 2530 | 0 | 0.433 | 0.43
MI611-177 | Manual | 0 | 0 | 0.01 | 0
EP402BW | TAG, CAUTION | 76 | 0 | 0.033 | 0.03
40383 | Raw,Screw,8-32 X 1/4 PH PAN M/S S/S | 246 | 0 | 0.07 | 0.07
X0143FA | Raw,Washer,Flat, 1/2 X 3/16 X 0.040, SS N400 | 32 | 0 | 0.01 | 0.01
X0145NQ | Raw,O-Ring, 2-120 477 | 8 | 0 | 12.5 | 12.5
BS809SQ | LEAD,ASSY,SH'TG STRAP | 0 | 0 | 2.209 | 0.528 | Lab-Ovh
BS809SH | CAP-PLUG | 3 | 39.28 | 12.19 | 0 | Lab-Ovh
999-1375 | WIRE,UNSHIELDED AWG22 2 COND | 100 | 0 | 0.7113 | 0.71
BS809SP | FITTING, CONDUIT | 1 | 51.36 | 14.996 | 0 | Lab-Ovh
EP402AV | Center bore for EP402 sensor | 4 | 374.91 | 122.968 | 107.117 | Lab-Ovh
EP402CK | END 1/2NPT,.5 BORE,316,NO RTD | 3 | 402.26 | 118.897 | 114.931 | Lab-Ovh
EP402BK | 1/2"NPT END,.50BORE,316,RTD | 0 | 0 | 4.943 | 4.453
HS000BL | 3" DIA GFN3 NORYL GRAY 486 | 12 | 0 | 149.65 | 149.65
BS805UJ | HOUSING FLOW CHAM 173, 2727 | 2 | 0 | 190 | 190
BS805UF | INSERT,FLOW CHAM.1/4-18NPT,SST | 0 | 0 | 35 | 35
HS010AW | PIPE SEAMLESS 3" 316SS | 7 | 0 | 120.6 | 120.6
R1005LF | HEX ROD, 1.75"DIA, 316/316L | 12 | 0 | 47.98 | 47.98
875CR-A3F-C | CT/RESISTIVITY ANALYZER,120VAC,SURFACE,FM,HART | 0 | 366.07 | 133.738 | 0 | Lab-Ovh
871EC-SP0-3-40 | Elec,871EC-SP0-3,40FT Cable Length | 0 | 289.06 | 230.701 | 0 | Lab-Ovh
M01-035-014 | Sub,Epoxy,Clear,12mmODx.400"IDx120mm Length, No Guard | 23 | 0 | 2.357 | 2.393
D0195JM | PNS,3.0" x .50" ILS 335 vinyl self laminating.2 colors | 5000 | 0 | 0.059 | 0.06
M41-003-001 | Sub,Ball valve 316SS 1"FNPT.Standard Port,Taped for safety c | 0 | 0 | 94.211 | 80.93 | Lab-Ovh
RF0017-08 | Solu,IFS, Galvanic DO Internal Fill Gel, 250mL | 0 | 0 | 0.473 | 0
247024 | Raw,PCB Assembly,RC68 Digital,Modbus,RS485 | 4866 | 0 | 33.85 | 33.85
873EC-AIZCNZ-7 | ELECTRODELESS CT ANALYZER | 0 | 439.67 | 279.77 | 564.662 | Lab-Ovh
875EC-A2U | ELECTRODELESS CT ANALYZER,120VAC,PIPE,UL | 0 | 499.25 | 158.641 | 0 | Lab-Ovh
871CC-M2-34 | CONTACTING CT,INSERTION,HTPT100,K=0.1,TI,CABLE PER S.O | 0 | 716 | 553.509 | 578.601 | Lab-Ovh
871CC-M2-34-20 | Elec,871CC-M2-34,20FT Cable Length | 0 | 826.86 | 518.568 | 512.277 | Lab-Ovh
BS806YP-30FT | CABLE ASSY,30FT | 0 | 0 | 258.189 | 258.189
BS811LY-26 | CABLE ASSY,26FT | 0 | 0 | 51.642 | 0
XP002LZ | RIBBON NICKEL | 100 | 0 | 13.68 | 13.68
500236-0001 | Sub,B1 Body for pH, 4 holes,1.92"L,Black ABS,H0B1A-04-01-R | 37 | 0 | 0.28 | 0.13
449004-0029 | Sub,gen2 ODO probe housing2,ABS,3/4"x3.85"L,DOL2A-14-01 | 0 | 0 | 5.944 | 0.576 | Lab-Ovh
449004-0030 | Sub,gen2 ODO probe housing2,ABS,3/4"x3.85"L,DOL2A-14-01 | 1 | 0 | 57.83 | 57.658 | Lab-Ovh
871FT-4C3D3R-39 | ELEC,FT CT,IND-LOW,1/2",316SS,PEEK,FL ANSI150,PT1K,TELFON CA | 0 | 3116.44 | 3128.969 | 0 | Lab-Ovh
875EC-A3F-C | ELECTRODELESS CT ANALYZER,120VAC,SURFACE,FM,HART COMM | 0 | 495.93 | 154.517 | 0 | Lab-Ovh
871PH-4P1B-QT | Elec,pH,CPVC,Dome Bulb,w/PCB,PTfe,TI,Ceramic jct,vp conn,t C | 0 | 662.24 | 334.868 | 304.446 | Lab-Ovh
871EC-BW0-4-AUX | 871EC-BW0-4 with EP518T aux spec | 0 | 626.29 | 356.295 | 356.295 | Lab-Ovh
871PH-3F1A-B | Elec,pH,Ryton,Flat Bulb,w/PCB,TI,Ceramic jct,20ft Cable,vp c | 0 | 523.14 | 297.215 | 276.062 | Lab-Ovh
871CC-G2-7 | CONTACTING CT,DIP SENSOR,K=0.1,,ST INTEGRAL CABLE | 0 | 449.86 | 284.389 | 119.046 | Lab-Ovh
871PH-5G2A | Elec,pH,Ryton,Dome htBulb,noPCB,carp,Ceramic jct,20ft Cable, | 0 | 507.92 | 283.53 | 262.868 | Lab-Ovh
PH10-2P1A | Elec,Dolphin,PH,DOME BULB,NO GUARD,W/PCB,PT100,10FT CABLE,PI | 0 | 273.21 | 126.002 | 0 | Lab-Ovh
875PH-D2D-A | PH/ORP/ISE ANALYZER,240VDC,PIPE,IEC,STORM DOOR | 0 | 458.42 | 157.072 | 0 | Lab-Ovh
PH10-3N2B-E | Elec,Dolphin,PH,FT BULB,PT1K,10FT CABLE,VP CONN,EPDM | 0 | 305.92 | 180.893 | 174.93 | Lab-Ovh
PH10-1N2Q-E | Elec,Dolphin,PH,DOME BULB,PT1K,VP CONN,EPDM | 0 | 342.05 | 141.89 | 113.575 | Lab-Ovh
876PH-TXFN | PH/ORP/ISE INTELLIGENT TRANSMITTER | 0 | 240.41 | 88.542 | 459.431 | Lab-Ovh
876PH-TXCN-7 | PH/ORP/ISE INTELLIGENT TRANSMITTER | 0 | 242.8 | 92.732 | 457.937 | Lab-Ovh
871FT4C3D3R3930 | ELEC,FT CT,871FT-4C3D3R-39,30FT CABLE LENGTH | 0 | 3021.6 | 3075.127 | 3075.127 | Lab-Ovh
871EC-RE0-3-50 | Elec,871EC-RE0-3,50FT Cable Length | 0 | 432.28 | 484.265 | 469.378 | Lab-Ovh
871A-1F-13-26 | ELEC,871A-1F-13,26FT CABLE LENGTH | 0 | 316.39 | 149.772 | 0 | Lab-Ovh
S-FL44-01 | Sub,FL44 semi probe#FL44Q-06-04 | 0 | 0 | 38.959 | 0
FL12-XXX1 | Elec,ISE Fluoride module, BLK ABS,FL disc,gold pin#003341 | 0 | 169.74 | 25.266 | 0
450375-0003 | Sub,ISE Fluoride Base,Remachined,FL12Q-04-05 | 139 | 0 | 21.904 | 20.35
449008-0013 | Sub,FL Base Extension, ABS Rod, 3/8"x1", Blk, FL12Q-04-06 | 132 | 0 | 0.077 | 0
H054-SP001AAC | Elec,pH combo,1/2NPT,ASGVIII,DJ,FBNC,AAC LOGO,Exwork Aurora | 0 | 30.26 | 14.3429 | 14.3387
500223-0003 | Sub,DO12 Body,Cut to 0.935"L,Black ABS,DOB1A-04-02-R | 4 | 0 | 0.806 | 0.13
500236-0002 | Sub,B1 Body,0.62"ID for Adapter,1.92"L,Blk ABS,DOB1A-04-01-R | 7 | 0 | 0.28 | 0.13
449007-0048 | Sub,Adapter,DO12,B1 Body,0.62"ODx0.485"IDx0.71"L,DOB1A-04-03 | 4 | 0 | 0.127 | 0.08
R0B1-0002 | Elec,ORP,ABS BK,PT Disc,SJ#R0B1A-F00-S0X-X000FB | 0 | 0 | 10.405 | 4.117
DOB1-0001 | Elec,DO14,ABS BK,Pt Pin (0.04"OD),Ag#DOB1A-B00-S0X-X000FB | 0 | 0 | 22.228 | 0
SMIT-0003 | Elec,Multi,pH,ORP,CT,DO,TC,ABS#SMITV-L06-S0X-GX06ML | 0 | 0 | 84.577 | 0
351172-0003 | Sub,TC Tube,SS316,Thermowell,.156"ODx 3.35"L,Seal 1 end,SMI3 | 0 | 0 | 1.654 | 0 | Lab-Ovh
0033092 | ROD HEX 316SS 2.00 | 12 | 0 | 128.75 | 128.75
00070083-290 | Sub,Cut,Barium, 8.3mm (.325") x 290mm (11.42") Length | 0 | 0 | 0.039 | 0
00197600 | Raw,tubing, SS316, 1",SCH80 | 0 | 290.67 | 48.445 | 48.445
S0112DW | PNS,Box, Shipping, 15 X12 X10 RSC 48ECT Double Wall | 0 | 0 | 3.25 | 3.25
DO0001-02 | Solu,Polarographic Dissolved Oxygen Internal Fill, 60mL | 0 | 0 | 0.281 | 0
449053-0002 | Sub,Wire Plate,1.57"ODx0.1"L,Black ABS Rod,SMITV-34-03 | 4 | 0 | 0.174 | 0.091
443012-0020 | Sub,CT Body,475"ODx3.3"L,Multisensor,Epoxy,Blk,SMITV-36-14 | 0 | 0 | 1.205 | 0
449020-0001 | Sub,Bulkhead Body,2"ODx2.13"L,5 holes,Black ABS,SMITV-34-01 | 13 | 0 | 3.663 | 0
449051-0001 | Sub,Housing,2.36"ODx3.95"L,Multisensor,Blk,ABS,SMITV-34-02 | 3 | 0 | 9.694 | 0
871FT-4E3D3T-CP | ELEC,FT CT,IND-LOW,1",316SS,PEEK,FL ANSI150,PT100,CAL CABLE, | 0 | 3220.24 | 3050.849 | 2509.194 | Lab-Ovh
871FT-4F3B3CVFN | ELEC,FT CT,IND-LOW,1-1/2"316SS,PVDF,FL ANSI150,VT,FM | 0 | 2168.87 | 1879.753 | 1383.952 | Lab-Ovh
871EC-TF3-K | Elec,CT,FFKM,316SS,KALREZ O-RING | 0 | 895.75 | 500.036 | 0 | Lab-Ovh
871PH-3A1A-3 | Elec,pH,Ryton,Bulb,w/PCB,PT1k,TI,Ceramic jct,Cable perso,pin | 0 | 413.35 | 226.762 | 0 | Lab-Ovh
PH10-3N1A-3H | Elec,Dolphin,PH,FT BULB,PT100,30FT HTCABLE,PIN LUGS | 0 | 342.53 | 229.098 | 221.785 | Lab-Ovh
871CC-L4-4 | CONTACTING CT,SANITARY,K=10,CARBON,LUGLESS T | 0 | 659.22 | 377.231 | 0 | Lab-Ovh
873RS-AIXFNZ-7 | RESISITIVITYANALYZER,120VAC,4-20MA,METAL SURFACE,FM,STORM | 0 | 412.91 | 225.882 | 0 | Lab-Ovh
PH10-1S2S-AA | Elec,Dolphin,PH,DOME BULB,W/SMPCB,PT1K,S CONN,ATEX | 0 | 342.17 | 187.505 | 188.184 | Lab-Ovh
875PH-B1F-A | PH/ORP/ISE ANALYZER,220VAC,PANEL,FM,STORM DOOR | 0 | 450.45 | 138.909 | 139.188 | Lab-Ovh
PH10-1N2A-4 | Elec,Dolphin,PH,DOME BULB,PT1K,40FT CABLE,PIN LUG | 0 | 306.83 | 178.842 | 166.711 | Lab-Ovh
875PH-C2C-A | PH/ORP/ISE ANALYZER,240VAC,PIPE,CSA,STORM DOOR | 0 | 456.91 | 155.746 | 152.626 | Lab-Ovh
875EC-C4F-A | ELECTRODELESS CT ANALYZER,240VDC,PIPE,FM,STORM DOOR | 0 | 627.27 | 311.831 | 0 | Lab-Ovh
876EC-TXAA | ELECTRODELESS CT INTELLIGENT TRANSMITTER | 0 | 235.55 | 86.062 | 0 | Lab-Ovh
873PH-AIZFGZ-7 | PH ANALYZER,120VAC,4-20MA,METAL MV SUFACE,FM,STORM DOOR | 1 | 428.13 | 261.211 | 592.401 | Lab-Ovh
873PH-AIYFGZ | PH ANALYZER,120VAC,4-20MA,METAL PIPE,FM | 0 | 239.78 | 73.382 | 0 | Lab-Ovh
873EC-AIXFGZ-57 | ELECTRODELESS CT ANALYZER | 0 | 387.89 | 203.201 | 0 | Lab-Ovh
871PH-3A1A-340 | Elec,871PH-3A1A-3,40FT Cable Length | 0 | 508.86 | 273.279 | 311.734 | Lab-Ovh
BS811LX-75 | CABLE ASSY,75FT | 0 | 0 | 76.511 | 0
871A-4F-3-75FT | Elec,871A-4F-3,75FT Cable Length | 0 | 355.2 | 182.793 | 195.908 | Lab-Ovh
6000-130-F0595 | Acce,Cable,595ft extension cable for 871EC | 0 | 1632.83 | 1153.553 | 0 | Lab-Ovh
BS812AK | Acce,Kit,871pH,FT-Bulb,Ryton,Chem,TI Extractor (BS805MD) | 0 | 287.17 | 75.409 | 0 | Lab-Ovh
00197600-0001 | Sub,AM-ODO Metal guard,SS316 tube, 1"x3",SCH80,DOGBP-44-10 | 0 | 0 | 24.151 | 0 | Lab-Ovh
BS806FD | MV SURF MTG KIT | 0 | 0 | 156.865 | 0
BS814LT | Upper Hsg Agency Atex IS | 0 | 0 | 7.814 | 0
B0164LE | Raw,Tubing,HEATSHRINK: RT-375-1/2-X | 0 | 0 | 2.44 | 2.44
BS808DD | LABEL, AGENCY | 0 | 0 | 0 | 0
BS805RG | CABLE ASSY 871C | 0 | 0 | 65.61 | 0
1893721 | Toroidal,CPVC,Housing only,1.5"MNPT,#189372110,for B&C | 40 | 57.35 | 44.202 | 44.202 | Lab-Ovh
R054-SP004AAC | Elec,ORP combo,1/2NPT,GD disc(3mm)DJ,FBNC,AAC LOGO,Exwork Au | 0 | 44.28 | 26.1857 | 26.0328
AJ0KT1-30 | Solu,Potassium ISE ISA, 30mL | 0 | 0 | 0.288 | 0.288 | Lab-Ovh
SD0KT2-30 | Solu,Potassium ISE Standard, 1000ppm as K+, 30mL | 0 | 0 | 0.288 | 0.288
7740AAV-115 | Sub,pH internal,XVBTF,115mm L | 45 | 0 | 0.018 | 0.019
A623427 | PNS,Label, SIZE 1.25 IN H X 1 IN W (500 LABELS/ROLL) | 10000 | 0 | 0.0592 | 0.06218
A62R4300 | PNS,RIBBON: SIZE: 2 IN W X 150 FT L - BLACK | 13 | 0 | 59.23 | 59.23
V-0000-30T | Elec,pH,X-5,SJ,#2773501-030T,12x110mm,Glass | 0 | 0 | 16.809 | 0
M01-060-008 | Sub,Housing,Red Epoxy,12.5mmODx.4"ID100mmL,SlotGurd#ER3G-100 | 13 | 0 | 9.392 | 9.354 | Lab-Ovh
450664 | Raw,Stir bar housing, mold Nylon, black, DWG#STIRI-04-01 | 0 | 0.31 | 0.56963 | 0.31
450665 | Raw, Stir bar cap housing, mold Nylon,black,DWG#STIRI-04-02 | 0 | 0 | 0.56963 | 0.31
M05-010-020 | Sub,Cap Plug w/Thread,CPVC,Toroidal,189372110 for B&C | 70 | 17.56 | 3.217 | 3.392 | Lab-Ovh
M01-035-015 | Sub,Epoxy,Clear,12mmODx.400"IDx130mm Length, SlotGuard | 0 | 0 | 2.479 | 1.222
SI1G901A130-5KT | Sub,pH,SJ,X-5KT,130mm Length | 49 | 0 | 0.072 | 0.045
430003 | Taper Joint 14/20 male ,<47> lead glass, JOINT-01-01 | 0 | 0 | 2.09 | 2.09
SI1VIVIL-223 | Sub,Stem,pH,012mmOD x 223mm Length | 124 | 0 | 0.074 | 0
G1E1097 | Sub,Stem,pH,280mm Length | 0 | 0 | 0.012 | 0
876PH-TWFA-7 | PH/ORP/ISE INTELLIGENT TRANSMITTER | 0 | 244.6 | 95.402 | 90.325 | Lab-Ovh
871EC-HP0-3 | Elec,CT,SM Bore PEEK,PT100,Cable PER S.O | 0 | 527.95 | 363.377 | 0 | Lab-Ovh
BS811KX | PWA,CR SENSOR INTERFACE | 0 | 692.29 | 2.896 | 103.46 | Lab-Ovh
876CR-TYCA-7M | CT&RESISTIVITY INTELLIGENT TRANSMITTER | 0 | 251.21 | 101.788 | 0 | Lab-Ovh
871PH-1X1A-4 | ELEC,RYTON,W/PCB,PT100,TI,CERAMIC JCT,RYTON,20FT CABLE,NO LU | 0 | 414.64 | 216.159 | 0 | Lab-Ovh
871PH-1B1A | Elec,pH,AnTImony,Ryton,w/PCB,PT100,TI,Ceramic jct,20ft,pin L | 0 | 451.04 | 239.242 | 226.057 | Lab-Ovh
871PH-2F1B | Elec,pH,CPVC,Flat Bulb,w/PCB,PT100,TI,Ceramic jct,PTfe,20ft, | 0 | 529.94 | 288.092 | 269.555 | Lab-Ovh
414012-003 | Sub,Cut, Lead Free Glass, 4.95mm (0.195") OD x 3mm (0.118"L | 0 | 0 | 0 | 0
414013-017 | Sub,Cut, Lead Free Glass, 4.2mm (0.165") OD X 17mm (0.67") | 0 | 0 | 0 | 0
414012-058 | Sub,Cut, Lead Free Glass, 4.95mm (0.195") OD x 58mm (2.28"L | 0 | 0 | 0 | 0
220216 | Conn. HEADER 4POS .100 STR 15AU (68002-204HLF) | 0 | 0 | 0 | 0
65D003 | RAW,Boot, Clear 0.308 x1 | 0 | 0 | 0 | 0
RF0KT1-30 | Solu,Potassium ISE Reference Fill, 30mL | 0 | 0 | 0.288 | 0.288
591011-0001 | Sub,Pin,Titanium 0.1"dia x 0.85"L (CT54A-04-04) | 12 | 0 | 3.08 | 0
740030 | Tintometer SD 400 OXI L Lovibond version Meter | 0 | 198.39 | 117.351 | 115.754
J-18 | Raw,Box,Foxboro 345 CORRUGATED,18"x14"x8" | 65 | 0 | 1.61 | 1.61
S0112NZ | Raw,Box,Foxboro(11"X 8-1/4"X 8-5/8")C-Flute,Kraft | 562 | 0 | 0.87 | 0.87
S0112ZD | Raw,Box, Foxboro 875-(14.375 X 11.75 X 9.5) Double Wall | 80 | 0 | 4.18 | 4.18
S0113AC | Raw,Box, Foxboro (40" X 10.5 X 7.75) C-Flute, Single Wall | 0 | 0 | 3.25 | 3.25
M07-005-008 | Sub,Tube,PEEK,Tube Spacer,4.8"L,1P07800-4.8 | 0 | 0 | 14.994 | 0
500239-0001 | Sub,Upper Housing,Blk ABS,1.05"ODx5.21"L,3/4"NPT#A0B2A-04-04 | 17 | 0 | 0.321 | 0.321
500238-0001 | Sub,Bulkhead Body,B2,1.115"ODx2.1"L,Black ABS,A0B2A-04-03-R | 40 | 0 | 0.311 | 0.28
35408-52 | Elec,Cond,K=1,12x130mm,#5731302-3A1-3WI8,Plat,30K TC | 0 | 0 | 49.714 | 0
871EC-TF2-7V | Elec,CT,FLUOROCARBON,CARP,20FT Cable,MALE Conn,VT | 0 | 826.32 | 471.067 | 0 | Lab-Ovh
871EC-SP0-3V10M | 871EC-SP0-3V,10meter cable length | 0 | 279.43 | 206.682 | 188.487 | Lab-Ovh
BS815PJ | RETRACTION CHAMBER | 0 | 0 | 756.354 | 438.88
449004-0031 | Sub,Top Piece,2 Holes,0.75"ODx0.2"L,Blk ABS,A0B2A-04-06 | 45 | 0 | 0.072 | 0.038
200034 | Cable, Flat Braid, (BFA-005) RoHS3 | 100 | 0.17 | 0.17 | 0.17
CD43-0001 | Elec,ISE,Cadmium,Blk ABS,Solid State,DJ#CD43L-S00-Z0X-S003BX | 0 | 263.52 | 24.842 | 7.024 | PROX Lab
414003-072 | Sub,Cut,Lead Free Glass,12mm(0.472")ODx0.0315"Wx2.82"L | 0 | 0 | 0 | 0
414014-180 | Sub,Cut, Lead Free Glass, 5.97mm (0.235") OD x 7.09"L | 0 | 0 | 0 | 0
414013-072 | Sub,Cut, Lead Free Glass, 4.2mm (0.165") OD X 2.82"L | 0 | 0 | 0.002 | 0
411014-180 | Sub,Cut,Lead Glass,3mm(0.115")OD,0.71mm (0.028")wallx7.09"L | 0 | 0 | 0 | 0
875PH-B1C-A | PH/ORP/ISE ANALYZER,220VAC,PANEL,CSA,STORM DOOR | 0 | 450.45 | 138.909 | 139.188 | Lab-Ovh
875CR-A3F-A | CT/RESISTIVITY ANALYZER,120VAC,SURFACE,FM,STORM DOOR | 0 | 368.84 | 138.966 | 137.641 | Lab-Ovh
00151500 | Raw,Barstock,Polyethersulfone(PES),1-1/2"Dia.Natural (Amber) | 0 | 0 | 85.5 | 85.5
871CC-B2-34 | ELEC,CONTACTING CT,UNIVERSAL,K=0.1,TI,CABLE PER S.O | 0 | 395.79 | 198.432 | 0 | Lab-Ovh
875PH-A1C-AC | PH/ORP/ISE ANALYZER,120VAC,PANEL,CSA,STORM DOOR,HART | 0 | 451.85 | 140.496 | 458.729 | Lab-Ovh
873CC-BTPFGZ | CONTACTING CT ANALYZER,220VAC,0-10VDC,PLASTIC PANEL,FM | 0 | 313.14 | 138.798 | 0 | Lab-Ovh
873RS-AIYFGZ | RESISITIVITY ANALYZER,120VAC,4-20MA,METAL PIPE MOUNT,FM | 0 | 259.85 | 90.256 | 0 | Lab-Ovh
876CR-TYDA | CT&RESISTIVITY INTELLIGENT TRANSMITTER | 0 | 247.03 | 94.928 | 0 | Lab-Ovh
871PH-2F1A-3 | Elec,pH,CPVC,Flat Bulb,w/PCB,PT100,TI,Ceramic jct,Cable pers | 0 | 540.81 | 258.343 | 0 | Lab-Ovh
871EC-LB0-4V | Elec,CT,LG Bore PEEK,100K,20FT Cable,No LUG,VT | 0 | 410.66 | 353.644 | 266.091 | Lab-Ovh
871EC-UT0-4 | Elec,CT,LG Bore PEEK,100K,20FT Cable,No LUG | 0 | 563.59 | 519.542 | 406.385 | Lab-Ovh
871EC-UT0-3V | Elec,CT,Largw Bore PEEK,PT100,Cable PERSO,LUG,VT | 0 | 643.5 | 592.539 | 0 | Lab-Ovh
871CC-D4-34 | ELEC,CONTACTING CT,INSERTION,TC100K,K=10,CABLER PER S.O | 0 | 614.73 | 438.77 | 0 | Lab-Ovh
871PH-3A1A-3B | Elec,pH,Ryton,Bulb,w/PCB,PT1k,TI,Ceramic jct,Cable perso,vp | 0 | 525.47 | 389.291 | 0 | Lab-Ovh
871A-2D | Elec,ORP PROBE,PLATINUM,PT100,W/PCB,10FT CABLE | 0 | 284.17 | 107.663 | 106.937 | Lab-Ovh
S0112GS | Raw,Box,Foxboro(L12-5/6 X W 9-5/8 X 6-3/8 Deep)Single Wall | 316 | 0 | 0.96 | 0.96
S0112GR | INSERT FOR S0112GS | 444 | 0 | 2.39 | 2.39
S0112UW | Raw,Box,Foxboro Box,18x14x12 Double Wall | 93 | 0 | 3.73 | 3.73
871CC-D4-3 | ELEC,CONTACTING CT,INSERTION,TC100K,K=10,CABLER PER S.O | 0 | 614.77 | 437.959 | 0 | Lab-Ovh
871CC-K2-4 | CONTACTING CT,THREADED BUSHING 3/4NPT,K=0.1,LUGLESS T | 0 | 432.95 | 237.446 | 241.628 | Lab-Ovh
871CR-A3T1J1A1S | CT R-SENSOR,0.1,PEEK,TI,UNIVERSAL,PT1K,20FT CABLE,#6,NIST | 0 | 572.98 | 375.911 | 0 | Lab-Ovh
BS809GA | Patch Cord with Connector, PVC, 10FT | 0 | 156.16 | 46.127 | 0 | Lab-Ovh
PH10-3S2S-FN | Elec,Dolphin,PH,FLAT BULB,W/SMPCB,PT1K,S CONN,FM | 0 | 346.5 | 188.087 | 175.723 | Lab-Ovh
PH10-3P2A-E2 | Elec,Dolphin,PH,FLAT BULB,W/PCB,PT1000,20FT CABLE,PIN LUGS,E | 0 | 285.41 | 137.527 | 124.823 | Lab-Ovh
PH10-2N1Q | Elec,Dolphin,PH,DOME BULB,NO GUARD,PT100,VP CONN | 0 | 336.96 | 140.04 | 204.935 | Lab-Ovh
PH10-1N4A-1H | Elec,Dolphin,PH,DOME BULB,PT1K,10FT HT CABLE,PIN LUGS | 0 | 285.95 | 151.164 | 158.286 | Lab-Ovh
BVA-PHA1E08-D | BALL VALVE,PH10/ORP10,316SS,EPDM,0-8"L,2"ANSI150#FLANGE | 0 | 1858.49 | 1501.884 | 0 | Lab-Ovh
871CC-K4-3 | CONTACTING CT,THREADED BUSHING 3/4NPT,K-10,CABLE PERSO | 0 | 416.63 | 257.753 | 0 | Lab-Ovh
875CR-B2F-C | CT/RESISTIVITY ANALYZER,220VAC,PIPE,FM,HART | 0 | 370.79 | 139.45 | 0 | Lab-Ovh
875EC-A1F-AC | ELECTRODELESS CT ANALYZER,120VAC,PANEL,FM,STORM DOOR,HART | 0 | 480.37 | 137.323 | 137.074 | Lab-Ovh
871EC-SP0-5-15M | Elec,871EC-SP0-5,15M Cable Length | 0 | 318.95 | 283.533 | 0 | Lab-Ovh
BS811RF-15M | CABLE ASSY,15M | 0 | 0 | 194.005 | 0
871CC-B2-34-30M | Elec,871CC-B2-34,30M Cable Length | 0 | 497.97 | 254.712 | 0 | Lab-Ovh
871CC-B2-34-20M | Elec,871CC-B2-34,20M Cable Length | 0 | 480.76 | 236.129 | 0 | Lab-Ovh
871PH-2F1A-3-50 | Elec,871PH-2F1A-3,50FT Cable Length | 1 | 548.03 | 315.596 | 0 | Lab-Ovh
871PH-1A1A-3-30 | Elec,871PH-1A1A-3,30FT Cable Length | 0 | 490.16 | 260.016 | 0 | Lab-Ovh
871EC-UT0-3V10M | ELEC,871EC-UT0-3V,10M CABLE LENGTH | 0 | 644.89 | 641.78 | 0 | Lab-Ovh
871CC-D4-34-1 | Elec,871CC-D4-34,1FT Cable Length | 0 | 709.18 | 438.77 | 0 | Lab-Ovh
871PH-3A1A-3B20 | Elec,871PH-3A1A-3B,20FT Cable Length | 0 | 640.12 | 414.336 | 302.381 | Lab-Ovh
871CC-D4-3-10M | Elec,871CC-D4-3,10M Cable Length | 0 | 701.18 | 437.497 | 183.128 | Lab-Ovh
871CC-K4-3-20M | Elec,871CC-K4-3,20M Cable Length | 0 | 534.38 | 322.876 | 0 | Lab-Ovh
01353-S-20M | Sub,Cable,Assembly, 871C, 20M | 0 | 0 | 125.542 | 0
01351-S-30M | Sub,Cable,Assembly, 30M | 0 | 0 | 53.163 | 0
01351-S-20M | CABLE ASSY, 20M | 0 | 0 | 36.753 | 0
BS805RA-20M | CABLE ASSY, 20M | 0 | 0 | 34.298 | 0
M01-024-009 | Sub,Epoxy,Amber,6mmODx.180"IDx165mm Length, SlotGuard | 691 | 0 | 2.1 | 1.888
SI1G11CC-120 | Sub,stem,pH,RA-C,0.165"x120mmL#H0HWX-Z2-01 | 300 | 0 | 0.691 | 0.691 | Lab-Ovh
SI1AA11L-065 | Sub,stem,Ref,seal with Ref wire,0.075"x2.56"L#H0HWX-Z1-02 | 0 | 0 | 2.641 | 2.641 | Lab-Ovh
220153 | Raw,Conn,Ring Terminals B-128-10HD,Molex 19044-0163 | 0 | 0 | 0.07 | 0.07
871PH-5T1A-3 | Elec,pH,Ryton,Flat Bulb,PTfe,PT1k,TI,Ceramic jct,Ryton,Cable | 0 | 432.34 | 213.831 | 0 | Lab-Ovh
871FT-3C2B4C9CP | ELEC,FT CT,IND-HI,1/2",HAST,PVDF,ANSI300,PTFECABLE,CAL CABLM | 0 | 5413.47 | 4594.238 | 4594.238 | Lab-Ovh
BS811JB-F075 | Patch Cord - 075 Feet, w/Preamp Sensor, Variopin | 0 | 419.18 | 128.162 | 0 | Lab-Ovh
PH10-3N1A-2H | Elec,Dolphin,PH,FT BULB,PT100,20FT HT CABLE,PIN LUGS | 0 | 312.77 | 190.619 | 190.619 | Lab-Ovh
876CR-TWAA-7 | CT&RESISTIVITY INTELLIGENT TRANSMITTER | 0 | 246.6 | 101.788 | 94.725 | Lab-Ovh
871CC-K4-4 | CONTACTING CT,THREADED BUSHING 3/4NPT,K-10,LUGLESS T | 0 | 438.45 | 227.489 | 226.328 | Lab-Ovh
PH10-1N4Q-C | Elec,Dolphin,PH,DOME BULB,PT1K,VP CONN,CHEMRAZ | 0 | 395.21 | 200.844 | 183.741 | Lab-Ovh
871EC-HP0-3-15M | 871EC-HP0-3,15M CABLE LENGTH | 0 | 623.17 | 550.746 | 528.186 | Lab-Ovh
871EC-TF2-34V6M | Elec,871EC-TF2-34V,6M Cable Length | 0 | 778.88 | 451.856 | 540.365 | Lab-Ovh
871PH-5T1A-315M | Elec,871PH-5T1A-3,15M Cable Length | 0 | 535.26 | 318.902 | 0 | Lab-Ovh
M01-060-009 | Sub,Epoxy,Red,12mmODx.400",120mm Length,P.Ceramic.202",TT | 17 | 0 | 3.52 | 1.633
M01-060-010 | Sub,Epoxy,Red,9mmODx.310"IDx260mm Length,2-Oring, Slot Guard | 93 | 0 | 0 | 0
M01-060-011 | Sub,Epoxy,Red,9mmODx.310"IDx310mm Length, 2-Oring,SlotGuard | 0 | 0 | 0 | 0
M01-060-012 | Sub,Epoxy,Red,6mmODx.180"IDx230mm Length, SlotGuard | 14 | 0 | 2.925 | 2.925
M01-060-013 | Sub,Epoxy,Red,6mmODx.180"ID310mm Length, SlotGuard | 21 | 0 | 3.952 | 3.952
SS130AQ-10M | Assy-Cable Assembly, 10M | 0 | 0 | 250.117 | 249.619
01353-S-1 | Sub,Cable,Assembly, 871C, 1FT | 0 | 0 | 5.396 | 0
SS130AQ-15M | Assy-Cable Assembly, 15M | 0 | 0 | 375.792 | 295.408
CC_PROCESS_FEE | Credit Card Processing Fee | 0 | 0 | 0 | 0
414003-075 | Sub,Cut,Lead Free Glass,12mm(0.472")ODx0.0315"Wx2.95"L | 0 | 0 | 0 | 0
414014-120 | Sub,Cut, Lead Free Glass, 5.97mm(0.235")ODx4.72"L | 0 | 0 | 0 | 0
414013-200 | Sub,Cut, Lead Free Glass,4.2mm (0.165")ODx7.52"L | 0 | 0 | 0 | 0
BS811HZ | Acce,Kit,316SS,Retrofit for 871A | 0 | 249.91 | 71.098 | 69.33 | Lab-Ovh
BS811JA | ADAPTER, PH10/871A SS | 0 | 0 | 58.5 | 58.5
R1005JK | RND BAR 1.75" TITANIUM | 3 | 0 | 362.16 | 362.16
R1005JM | RND BAR 1.25" TITANIUM | 14 | 0 | 78.25 | 78.25
R1005JL | RND BAR 1.5" TITANIUM | 4 | 0 | 125 | 125
XS005LP | FLANGE, 300LB HAST 1" | 0 | 0 | 0 | 0
BS809TR | INDUSTRIAL INSULATOR | 2 | 0 | 336 | 336
BS812ZF | FLANGE,1/2,HASTELLOY,300#G | 6 | 0 | 770.46 | 770.46
S0112UV | 2 PC POLY FOAM,Black Color | 18 | 0 | 12.68 | 12.68
M07-031-003 | Sub,Tube, Silver OD. 0.248" x ID. 0.206" x 1.280" Length | 30 | 0 | 12.604 | 12.604 | Lab-Ovh
BS805RA-30M | CABLE ASSY,30M | 0 | 0 | 51.205 | 0
M4-Z11263100 | Assembly,LiveTap,316SS/Simriz,12"TubeLength,BV,w/HandTightFi | 0 | 0 | 420.42 | 0
M01-032-045 | Sub,Epoxy,Black,6mmODx.180"IDx120mm Length | 29 | 0 | 1.793 | 1.793
M01-015-042 | Sub,Epoxy,Blue,12mmODx.400"IDx110mm Length, SlotGuard | 72 | 0 | 2.2 | 2.051
SS130AQ-50FT | Assy-Cable Assebmbly, 50ft. | 0 | 0 | 375.792 | 375.792
BS807CX-30FT | CABLE ASSY, PVC, LUGGED, 30FT | 0 | 0 | 34.985 | 0
M01-015-043 | Sub,Epoxy,Blue,9mmODx.310"IDx110mm Length,2 Hole Drill Guard | 7 | 0 | 0 | 1.897
M01-015-044 | Sub,Epoxy,Blue,12mmODx.400"IDx105mm Length, No Guard | 41 | 0 | 2.534 | 1.118 | Lab-Ovh
M01-015-045 | Sub,Epoxy,Blue,12mmODx.400"IDx130mm Length, No Guard | 10 | 0 | 2.594 | 1.382
M01-035-016 | Sub,Epoxy,Clear,12mmODx.400"IDx120mm Length,NoGuard,Refill | 106 | 0 | 3.142 | 3.138 | Lab-Ovh
M01-020-029 | Sub,Ultem,Black,12mmOD,P.Teflon.235"TT,120mm Length | 0 | 0 | 7.696 | 5.347
M01-035-017 | Sub,Epoxy,Clear,12mmODx.400"IDx115mmL.,NoGuard,Refill. | 52 | 0 | 2.194 | 1.888
FIT12-1TC025L-K | SENSOR HOLDER PROTECTION,GUA,1-1/2"TRICLAMP,25MM,316SS,KALR | 0 | 296.04 | 151.453 | 0 | Lab-Ovh
EP485A3C0025MTX | Acce,Calibration Plug for 871FT | 0 | 169.7 | 81.024 | 39.057 | Lab-Ovh
EP485A3C0050UTX | Acce,Calibration Plug for 871FT | 0 | 169.7 | 81.024 | 67.536 | Lab-Ovh
871FT-3F3B3C-3P | ELEC,FT CT,IND-HI,1-1/2",316SS,PVDF,ANSI150,CABLE PERSO,CHEM | 0 | 1985.49 | 2136.41 | 0 | Lab-Ovh
871FT-3J3B3C-3P | ELEC,FT CT,IND-HI,4",316SS,PVDF,ANSI150,CABLE PERSO,CHEM | 0 | 4101.78 | 5755.429 | 0 | Lab-Ovh
871EC-UT0-3-50 | ELEC,871EC-UT0-3,50FT CABLE LENGTH | 0 | 754.06 | 779.72 | 648.448 | Lab-Ovh
871FT3F3B3C3P30 | ELEC,FT CT,871FT-3F3B3C-3P,30FT CABLE LENGTH | 0 | 2427.97 | 2067.926 | 1621.404 | Lab-Ovh
871FT3J3B3C3P30 | ELEC,FT CT,871FT-3J3B3C-3P,30FT CABLE LENGTH | 0 | 6737 | 5686.944 | 3367.021 | Lab-Ovh
XS004LE | Raw,O-Ring,E962-90, 2-240 | 2 | 30.31 | 8.66 | 8.66
BS811JB-F010 | Patch Cord - 010 Feet, w/Preamp Sensor, Variopin | 0 | 196.96 | 64.67 | 56.274 | Lab-Ovh
PH10-1P2A-5FN | Elec,Dolphin,PH,DOME BULB,W/PCB,PT1000,50FT CABLE,PIN LUGS,F | 0 | 436.26 | 261.43 | 350.553 | Lab-Ovh
BS810JA | TEE KIT,316SS,1-1/2NPT | 0 | 1 | 79.088 | 0
EP485AH | Raw,TEMP COMP RESISTOR 110 OHMS | 24 | 71.19 | 20.34 | 20.34
BS807JZ | INSULATOR SLEEVE 4" | 9 | 0 | 985.5 | 985.5
X0145NC | Raw,O-Ring,Viton,75A,114.02mmx117.58mm,Brown | 20 | 0 | 7.5 | 7.5
X0201DV | Raw,O-Ring,#2-157 CHEMRAZ COMPOUND 505 | 5 | 0 | 433.76 | 433.764
BS807EN | INSULATOR 4" IND PVDF | 18 | 0 | 425 | 425
X0201HF | Raw,O-Ring,EPDM E962-90 2-157 | 20 | 0 | 7.5 | 7.5
BS810RY | Raw,O-Ring,Toroid | 0 | 0 | 45.39 | 0
XS004HX | STUD BOLT | 26 | 0 | 23.032 | 62.002 | Lab-Ovh
BS807JC | Toroid Sensor Assy, HR 4", DN100, IND 150 | 0 | 0 | 1286.042 | 0
BS807YS | Acce,O-Ring Kit | 0 | 0 | 980.774 | 0
M01-035-019 | Sub,Epoxy,Clear,9mmODx.310"IDx130mm Length. | 151 | 0 | 1.645 | 1.482
M01-060-015 | Sub,Epoxy,Red,12mmODx.400"x090mm Length, SlotGuard | 153 | 0 | 2.323 | 1.128 | Lab-Ovh
BS810HG | BUSHING 316SS 3/4" X 1 1/2" | 0 | 0 | 1 | 0
M01-023-015 | Sub,Epoxy,SmokeyGray,6mmODx.195"IDx165mm Length, SlotGuard | 0 | 0 | 2.551 | 2.294
M01-032-046 | Sub,Epoxy,Black,12mmODx.400"IDx120mm Length,Refill | 0 | 0 | 1.583 | 2.089
M01-032-047 | Sub,Epoxy,Black,12mmODx.400"IDx120mmLength,P.Ceramic.202",TT | 0 | 0 | 3.243 | 2.108 | Lab-Ovh
M01-032-048 | Sub,Epoxy,Black,12mmODx.400"IDx090mm Length,P.Ceramic.202"TT | 12 | 0 | 2.201 | 0.69
M01-060-014 | Sub,Epoxy,Red,12mmODx.400"x110mm Length, SlotGuard | 77 | 0 | 2.307 | 2.307
X0173JY | Raw,Tee,Threaded #4452k438 1019 | 7 | 0 | 70.25 | 70.25
M01-032-049 | Sub,Epoxy,Black,12mmODx.400"IDx090mm Length,P.Ceramic.235"TT | 26 | 0 | 2.201 | 2.145
M01-032-050 | Sub,Epoxy,Black,12mmODx.400"IDx120mm Length,P.Teflon.202",TT | 0 | 0 | 4.012 | 2.089
22712023 | Raw,Nut,Lock,Rigid Conduit, 3/4" (PK/4) | 92 | 0 | 0.34 | 0.34
22712024 | Raw,Bushing,Rigid GREYPlastic, 3/4" Insulating Bushing (PK4) | 80 | 0 | 0.495 | 0.156
X0178LK | Raw,Fitting NPT-to-NPT PIPE UNION | 11 | 0 | 395 | 395
M01-001-183 | Sub,Housing,Black Kynar,3/4NPT,Ceramic with Guard,TP511 | 24 | 0 | 29.636 | 17.488 | Lab-Ovh
876PH-SYZZ | PH/ORP/ISE INTELLIGENT TRANSMITTER | 0 | 261.25 | 102.224 | 446.028 | Lab-Ovh
S-HF55A-01 | Sub,HF55A,Flange Locking Assy,#HF55A-16-04 | 14 | 0 | 2.515 | 0
449004-0032 | Sub,Cap,Blk ABS,0.63"ODx1.59"L,H011G-B4-01 | 39 | 0 | 0.505 | 0.412
R000-WS01 | Elec,ORP,0.135"ODx1.77"L,GLS,0.04" Pt pin,10cm Ag wire | 0 | 0 | 9.436 | 0
00040008 | Raw,Barstock,Hastaloy C276,2-1/4"Diameter | 0 | 370 | 370 | 370
44003003 | MRO,Label,Yellow Label For MRO&PNS Parts"4x2" | 5 | 2.6666 | 34 | 34
0060901-F040 | EXTENSION CABLE ASSY,40FT | 2 | 180.86 | 98.351 | 51.674 | Lab-Ovh
BS811HF | Acce,Cable,20ft Extension, STND temp, no preamp | 0 | 172.94 | 51.789 | 51.368 | Lab-Ovh
BS805YQ | Acce,Kit,Cavity Refill | 0 | 720.59 | 251.666 | 0 | Lab-Ovh
871A-3F-3-15M | Elec,871A-3F-3,15M Cable Length | 0 | 362.22 | 199.094 | 75.495 | Lab-Ovh
871EC-TF7-3-50 | Elec,871EC-TF7-3,50FT Cable Length | 0 | 853.72 | 657.634 | 731.657 | Lab-Ovh
411026 | Raw,Lead Glass Tubing, .157 x .018-48 SG012 | 0 | 2.23 | 0 | 0
2IMS-1MNACL | Solu,Polymer Gel, 1M NACl w/30% Glycerol, Ref Outer Fill | 0 | 0 | 0 | 0
BS812MV | TEFLON COLLAR KIT | 0 | 0 | 0.01 | 0
BS812GT | 871 PH GOLD ORP ELECTRODE KIT | 0 | 0 | 0.01 | 0
411026-017 | Sub,Cut, Lead Free Glass, 0.157OD x 0.66"L | 0 | 0 | 0 | 0
BS806AP-EP027H | SHAFT ASSY | 1 | 0 | 136.804 | 136.446 | Lab-Ovh
BS806AQ-EP027H | 8" SHAFT INSERTION BVI | 8 | 0 | 48.303 | 34.274 | Lab-Ovh
M06-018-007 | Sub,Fitting,Conpression,HastC,1"Tube x 1"MNPT,w/ferrules | 0 | 0 | 388.5 | 0
444020-0002 | Sub,Body,0.85"ODx3.25"L,Natural Kynar,H052K-04-01 | 13 | 0 | 29.675 | 0 | Lab-Ovh
444001-0002 | Sub,Cap,0.85"ODx2"L,Kynar Rod,Natural,H052K-04-02 | 21 | 0 | 19.739 | 0 | Lab-Ovh
414014-004 | Sub,Cut, Lead Free Glass, 5.97mm (0.235") OD x 0.15"L | 0 | 0 | 0 | 0
01353-S-50 | Sub,Cable,Assembly, 871C, 50FT | 0 | 0 | 94.595 | 0
446024-0012 | Sub,JB,Porous T,0.4"ODx0.195"IDx0.24"L,H038J-14-02 | 11 | 0 | 0.771 | 0
LZY671-KIT | Anise Kit Assembly (Strips, Screws & Hex L-key, O-Ring) | 0 | 0 | 1.551 | 1.496
871PH-1X1A-3 | ELEC,RYTON,W/PCB,PT100,TI,CERAMIC JCT,RYTON,CABLE PER SO,PIN | 0 | 358.59 | 194.003 | 0 | Lab-Ovh
871PH-1X1A-320M | Elec,871PH-1X1A-3,20M Cable Length | 0 | 471.92 | 267.896 | 0 | Lab-Ovh
ECL-57909.88 | Solu,RC67 IFG, 60mL, Label with Cust P/N. | 0 | 0 | 1.173 | 0
871FT-3C3D2R | ELEC,FT CT,IND-HI,1/2",316SS,PEEK,PIPE,NPT,PT1K | 0 | 3089.41 | 3104.558 | 2184.397 | Lab-Ovh
EP485A3C2000URX | Acce,Calibration Plug for 871FT | 0 | 161.32 | 73.077 | 59.589 | Lab-Ovh
EP485A4F0500UXX | Acce,Calibration Plug for 871FT | 0 | 161.32 | 100.827 | 0 | Lab-Ovh
EP485A3C0250MXX | Acce,Calibration Plug for 871FT | 1 | 161.32 | 73.077 | 57.628 | Lab-Ovh
EP485A3C0050MXX | Acce,Calibration Plug for 871FT | 0 | 161.32 | 73.077 | 73.077 | Lab-Ovh
EP485A3C0500MXX | Acce,Calibration Plug for 871FT | 0 | 161.32 | 73.077 | 60.022 | Lab-Ovh
871EC-TF3-3V | Elec,CT,FFKM,316SS,Cable PER S.O,VT | 0 | 407.85 | 371.447 | 0 | Lab-Ovh
871EC-PP0-7 | Elec,CT,Small Bore PP,PT100,20FT,MALE Conn | 0 | 268.47 | 156.481 | 0 | Lab-Ovh
871PH-5F1A-T | Elec,pH,Ryton,Flat Bulb,PT1k,TI,Ceramic jct,20ft,Lugs,PTfe C | 0 | 507.2 | 270.725 | 213.438 | Lab-Ovh
871PH-5A1A | Elec,pH,Ryton,Bulb,PT1k,TI,Ceramic jct,20ft,pin Lugs | 0 | 498.09 | 259.8 | 246.083 | Lab-Ovh
871FT-2G1A1R-3 | ELEC,FT CT,IND-LOW,2",PEEK,TRI-CLAMP,PT1K,CABLE PER SO | 0 | 1715.61 | 2650.864 | 0 | Lab-Ovh
871PH-3F1A-3-30 | Elec,871PH-3F1A-3,30FT Cable Length | 0 | 494.42 | 260.077 | 296.484 | Lab-Ovh
871A-1F-13-50 | Elec,871A-1F-13,50FT Cable Length | 0 | 357.61 | 189.058 | 189.058 | Lab-Ovh
871FT-2G1A1R320 | ELEC,FT CT,871FT-2G1A1R-3,20FT CABLE LENGTH | 0 | 2663.61 | 2573.314 | 0 | Lab-Ovh
871A-2D-3-40 | Elec,871A-2D-3,40FT Cable Length | 0 | 315.01 | 142.236 | 0 | Lab-Ovh
871EC-TF3-3V-20 | Elec,871EC-TF3-3V,20FT Cable Length | 0 | 729.69 | 396.316 | 0 | Lab-Ovh
871EC-SP0-3-10M | 871EC-SP0-3,10M CABLE LENGTH | 0 | 280.64 | 207.789 | 214.608 | Lab-Ovh
BS807EL | INSUL, 2", INDUST 2260 | 6 | 0 | 167 | 167
S-CT55-01 | Sub,CT55 Pedestal with 3 Carbon Rods | 22 | 0 | 35.873 | 9.982
LZY715 | Acce,ANISE parts,screws and wrench# | 0 | 0 | 0.927 | 0
M18-022-002 | Sub,Adapter,Natural Kynar 1-1/2MPT. T/L,1600111 | 21 | 0 | 24.585 | 0
BS814NS | SHAFT ADAPTER, TI, PH12 | 11 | 0 | 59.622 | 0
PH12-3P11Q-PZZ | Elec,pH,12MM,Flat Bulb,PEEK 120MM,PT100,VP Conn,FFKM,No Cert | 0 | 593.59 | 539.845 | 349.262 | Lab-Ovh
EP307B3T1T2S1 | ELECTRODELESS CT | 0 | 716.27 | 653.103 | 605.763 | Lab-Ovh
X0173SF | Raw,Clamp, 2" 13MHHS-2-S 59, 2743, 2779 | 5 | 0 | 11.78 | 11.78
X0171HN | Raw,Screw,Set 1/4-20x1" SS 130 | 105 | 0 | 0.45 | 0.45
D0202QU | RTD, Sanitary 2", 1000ohms, no 3-A marking | 3 | 0 | 505 | 505
B1279EH | LABEL BLANK | 3000 | 0 | 0.0656 | 0.07
875PH-D2C-A | PH/ORP/ISE ANALYZER,24VDC,PIPE,CSA,STORM DOOR | 0 | 458.02 | 156.812 | 0 | Lab-Ovh
875PH-A2U-A | PH/ORP/ISE ANALYZER,120VAC,PIPE,UL,STORM DOOR | 0 | 456.91 | 155.746 | 152.626 | Lab-Ovh
871PH-3D1A | Elec,ORP,RYTON,PT,W/PCB,PT1K,TI,CERAMIC JCT,20FT,PIN LUGS | 0 | 488.2 | 305.568 | 253.462 | Lab-Ovh
PH10-1N3A-E | Elec,Dolphin,PH,DOME BULB,W.GUARD, PT100S,10FT,PIN LUGS,EPDM | 0 | 255.87 | 128.357 | 110.412 | Lab-Ovh
871EC-TF3-V | Elec,CT,FFKM,316SS,20FT Cable,LUGS,VT | 0 | 756.9 | 378.584 | 580.691 | Lab-Ovh
443012-0021 | Sub,CT Body,Blk Epoxy,0.475"ODx0.398"IDx4.38"L,CT14L-24-01 | 0 | 0 | 1.466 | 0
449007-0049 | Sub,Housing,1/2-20TPIx0.2"L,0.357"ODx0.83"L,H0H3A-04-01 | 0 | 0 | 0.19 | 0
BS811RM-F021 | Acce,21ft patch cable, stnd temp | 0 | 210.23 | 104.275 | 0 | Lab-Ovh
BS806AN-EP027H | Ball Valve Assy | 0 | 1200.91 | 820.568 | 860.108 | Lab-Ovh
EP485QSP0100MXX | Acce,Calibration Plug for 871EC | 0 | 220.66 | 104.48 | 103.583 | Lab-Ovh
876EC-TYZZ | ELECTRODELESS CT INTELLIGENT TRANSMITTER | 0 | 239.66 | 85.591 | 487.053 | Lab-Ovh
876CR-TYZZ | CT&RESISTIVITY INTELLIGENT TRANSMITTER | 0 | 246.52 | 94.456 | 477.868 | Lab-Ovh
PH10-1N2B-2 | Elec,Dolphin,PH,DOME BULB,w/GUARD,3wirePT1000,20FT CABLE,VP | 0 | 317.33 | 198.263 | 190.739 | Lab-Ovh
PH12-2P22S-AA | Elec,pH,12MM,HTDome Bulb,PEEK,225MM,PT1K,S Conn,ATEX | 0 | 723.23 | 715.247 | 445.982 | Lab-Ovh
EP485QBW0750MXX | Acce,Calibration Plug for 871EC | 0 | 220.66 | 104.48 | 104.874 | Lab-Ovh
876PH-TYCA | PH/ORP/ISE INTELLIGENT TRANSMITTER | 0 | 243.22 | 85.872 | 0 | Lab-Ovh
876CR-TYAN-7M | CT&RESISTIVITY INTELLIGENT TRANSMITTER | 0 | 251.21 | 101.788 | 0 | Lab-Ovh
ORP10-1N1A-AA | Elec,Dolphin,ORP,PT,PT100,10FT CABLE,PIN LUGS,ATEX | 0 | 317.14 | 217.789 | 0 | Lab-Ovh
BS805JN | BALL VALVE ASSY | 0 | 891.47 | 458.771 | 458.771 | Lab-Ovh
BS809UC | ADAPTOR.1/2"NPT 1439 | 3 | 0 | 165.325 | 165.006 | Lab-Ovh
R1005LK | HEX ROD,1.75,316/316L SS,A-276 | 19 | 0 | 58.92 | 58.92
R1005LE | Raw,Tubing,0.750 OD x .500ID, 316L | 26 | 0 | 32.25 | 32.25
DOL2-MS01 | Acce,Optical DO membrane cap,Gen 2,SS316,12mm | 0 | 92.7 | 9.431 | 8.916 | Lab-Ovh
HS010BW | ROD THREADED | 6 | 0 | 15.833 | 15.833
BS808BC | CAN, TOROID 3" | 6 | 654.5 | 187 | 187
BS807KR | SLEEVE,TOROID 3" | 6 | 0 | 369.95 | 369.95
BS807LF | INDUCTOR, HR, 48T 3" | 0 | 0 | 250.339 | 0
X0156RR | Raw,Screw,Tapping | 100 | 0 | 0.02 | 0.02
999-01891 | WIRE, GRAY 30AWG | 0 | 0 | 0.04 | 0.04
X0113AL | PASTE/ LB | 0 | 0 | 30.24 | 30.24
999-01892 | WIRE, WHITE 30 AWG | 0 | 0 | 0.04 | 0.04
44008885 | PNS,TAPE, 2.75" KRAFT REINFORCED "Schneider" logo | 13 | 0 | 155 | 155
44008886 | PNS,TAPE, 2.75" KRAFT REINFORCED "VanLon-AlpHa" logo | 0 | 0 | 118 | 118
EP402BL | ROD 1.250 DIA,PCTFE 90 Shore D | 8 | 0 | 340 | 340
00040009 | Raw,Barstock,Hastaloy C-276,3"diameter | 0 | 650 | 650 | 650
EP307AM | INSULATOR, PFA, 5.80" | 117 | 0 | 192.6 | 192.6 | Lab-Ovh
EP307AQ | END CAP, PFA | 119 | 0 | 28.39 | 28.39 | Lab-Ovh
871CC-M4-4 | CONTACTING CT,INSERTION,HT PT100,K=10,CARBON,LUGLESS T | 0 | 732.34 | 463.941 | 441.351 | Lab-Ovh
6000-130-0030FT | Acce,30 FT EXTENSION WIRE CABLE for 871EC | 0 | 94.63 | 61.568 | 61.668 | Lab-Ovh
0051182 | Flow Chamber PVC | 0 | 29.63 | 12.8 | 0
871PH-2P2B | Elec,pH,CPVC,Bulb,PT100,carpenter,Ceramic jct,PTfe,20ft,pin | 0 | 562.66 | 316.24 | 0 | Lab-Ovh
BS811GY | Patch Cord, Variopin 50ft | 0 | 450.77 | 149.391 | 136.45 | Lab-Ovh
873CC-CIPFGZ-7 | CONTACTING CT ANALYZER,240VAC,4-20MA,PL PANEL,FM,STORM DOOR | 0 | 329.92 | 154.554 | 0 | Lab-Ovh
876PH-TXFA | PH/ORP/ISE INTELLIGENT TRANSMITTER | 0 | 241.01 | 89.023 | 0 | Lab-Ovh
871EC-PP0-3 | Elec,CT,Small Bore PP,PT100,Cable PER S.O | 0 | 236.67 | 117.544 | 0 | Lab-Ovh
871EC-TF2-4 | Elec,CT,FLUOROCARBON,CARP,20FT Cable,No LUG | 0 | 773.81 | 433.725 | 520.013 | Lab-Ovh
871CR-C4G1H1H1 | CT R-SENSOR,10,PEEK,GP,1"SSBVA,PT1K,60FT HTCABLE,#6 | 0 | 1026.63 | 1101.231 | 0 | Lab-Ovh
871CC-D2-34 | ELEC,CONTACTING CT,INSERTION,W/100K,K=0.1,TI,CABLE PER S.O | 0 | 568.47 | 469.839 | 0 | Lab-Ovh
871PH-1F3A-7T | Elec,pH,Ryton,Flat Bulb,w/PCB,316ss,Ceramic jct,6m, male con | 0 | 567.41 | 309.034 | 343.808 | Lab-Ovh
873PH-AIXFGZ-7 | PH ANALYZER,120VAC,4-20MA,METAL SURFACE MOUNT,FM,SD | 0 | 388.59 | 204.977 | 214.901 | Lab-Ovh
873PH-AIPFGZ | PH ANALYZER,120VAC,4-20MA,PL PANEL MOUNT,FM | 0 | 313.85 | 139.475 | 485.899 | Lab-Ovh
875EC-B3F-AC | ELECTRODELESS CT ANALYZER,220VAC,SURFACE,FM,,STORM,HART | 0 | 500.1 | 161.332 | 157.914 | Lab-Ovh
PH12-1G12S-AA | Elec,pH,12MM,Dome Bulb,GLASS,120MM,PT1K,S Conn,ATEX | 0 | 727.38 | 546.443 | 475.421 | Lab-Ovh
873RS-JIWFGZ | RESISTIVITY ANALYZER,100VAC,4-20MA,PANEL MOUNT,FM | 0 | 275.63 | 105.789 | 338.609 | Lab-Ovh
873CC-JIYFGZ | CONTACTING CT ANALYZER,100VAC,4-20MA,METAL PIPE MOUNT,FM | 0 | 239.06 | 72.705 | 0 | Lab-Ovh
876PH-TWRN | PH/ORP/ISE INTELLIGENT TRANSMITTER | 0 | 238.61 | 85.872 | 454.335 | Lab-Ovh
876PH-SYDA | PH/ORP/ISE INTELLIGENT TRANSMITTER | 0 | 261.75 | 102.696 | 456.527 | Lab-Ovh
ORP10-1N1B-3 | Elec,Dolphin,ORP,PT,PT100,30FT CABLE,VP CONN | 0 | 391.49 | 307.881 | 0 | Lab-Ovh
EP485A3E0100MTX | Acce,Calibration Plug for 871FT | 0 | 169.7 | 81.024 | 0 | Lab-Ovh
EP485A3E0500MTX | Acce,Calibration Plug for 871FT | 0 | 169.7 | 81.024 | 0 | Lab-Ovh
EP485A3G0100MTX | Acce,Calibration Plug for 871FT | 0 | 169.7 | 91.647 | 39.057 | Lab-Ovh
EP485A3G0500MTX | Acce,Calibration Plug for 871FT | 0 | 169.7 | 81.024 | 0 | Lab-Ovh
BS807RU | Acce,Kit,Repl 1 mem | 0 | 0 | 100.343 | 0
871EC-PP0-3-20 | Elec,871EC-PP0-3,20FT Cable Length | 0 | 250.38 | 142.413 | 0 | Lab-Ovh
871EC-SP0-3-33 | Elec,871EC-SP0-3,33FT Cable Length | 0 | 280.64 | 207.789 | 214.608 | Lab-Ovh
871CC-D2-34-50 | Elec,871CC-D2-34,50FT Cable LENTH | 0 | 675.35 | 489.509 | 0 | Lab-Ovh
M01-015-046 | Sub,Epoxy,Blue,Refill,9mmODx.310"IDx110mmL,2Hole Drill Guard | 0 | 0 | 0 | 0
BS806NQ-F010 | Patch Cord for 871PH Series Sensor,10FT | 0 | 112.56 | 49.744 | 46.724 | Lab-Ovh
875CR-A3C-A | CT/RESISTIVITY ANALYZER,120VAC,SURFACE,CSA,STORM DOOR | 0 | 368.84 | 138.966 | 0 | Lab-Ovh
XS005KV | FLANGE,BLIND,1"SS,150# 80 | 2 | 0 | 76.2 | 76.2
BS813FE | pH12 150 SS Flange Adapter. | 1 | 0 | 87.092 | 87.007 | Lab-Ovh
999-01890 | WIRE, YELLOW 30 AWG | 0 | 0 | 0.04 | 0.04
BS806VA | E-PROM | 0 | 0 | 2.813 | 0
P0177FK | CONN., CIR REC, Tajimi Connector 1108 32A10 7F 10 | 174 | 0 | 16.61 | 10.64
6000-130-F0100 | Acce,Cable,100FT extension cable for 871EC | 0 | 284.99 | 196.766 | 196.866 | Lab-Ovh
871FT-2G1A1T-C | ELEC,FT CT,IND-LOW,2",PEEK,TRI-CLAMP,PT100,CAL CABLE | 0 | 2735.95 | 2631.723 | 0 | Lab-Ovh
875CR-A4F-AN | CT/RE,120VAC,PIPE,REINFORCED,FM,SD,RUGGED,4-20MA ANALOG OP | 0 | 839.3 | 669.392 | 0 | Lab-Ovh
876PH-TYAN | PH/ORP/ISE INTELLIGENT TRANSMITTER | 0 | 243.22 | 85.872 | 454.407 | Lab-Ovh
BS805YW-25 | Assy-Cable Assembly, 25ft. | 0 | 0 | 96.552 | 0
PRODTOOL | MRO,TOOL & EQUIPMENT < $2.5K | 0 | 0 | 0 | 304
PRODR&M | MRO,REPAIR & MAINTENANCE < $2.5K | 0 | 0 | 0 | 3707.98
PRODSUPP | Other Direct Supplies < $2.5K | 0 | 0 | 0 | 75
PH10-1P1Q | Elec,Dolphin,PH,DOME BULB,W/PCB,PT100,VP CONN | 0 | 365.07 | 151.444 | 131.392 | Lab-Ovh
871EC-RE0-3V | Elec,CT,Largw Bore PEEK,100K,Cable PER S.O,VT | 0 | 369.71 | 335.819 | 0 | Lab-Ovh
873CC-JIPFGZ-5 | CONTACTING CT ANALYZER,100VAC,4-20MA,PL PLANE,FM,CURVE PROG | 0 | 313.14 | 138.798 | 142.073 | Lab-Ovh
0051178 | Bushing CARP20 | 0 | 2573.39 | 735.705 | 735.465 | Lab-Ovh
871EC-RE0-3V-50 | 871EC-RE0-3V,50FT CABLE LENGTH | 0 | 428.99 | 482.822 | 282.913 | Lab-Ovh
PH10-3N3A-1H | Elec,Dolphin,PH,FLAT BULB,PT100S,10FT HT CABLE,PIN LUGS | 0 | 281.38 | 150.736 | 99.235 | Lab-Ovh
871FT-4F3D3T-C | ELEC,FT CT,IND-LOW,1-1/2",316SS,PEEK,FL ANSI150,PT100,CAL CA | 0 | 2700.58 | 2340.458 | 0 | Lab-Ovh
875CR-B2U | CT/RESISITVITY ANALYZER,220VAC,PIPE,UL | 0 | 369.39 | 137.863 | 0 | Lab-Ovh
876CR-TYCN | CT&RESISTIVITY INTELLIGENT TRANSMITTER | 0 | 248.11 | 95.837 | 479.199 | Lab-Ovh
871FT-2H1A1T-4C | ELEC,FT CT,IND-LOW,3",PEEK,TRI-CLAMP,PT100,W/LUGLESS T,CAL C | 0 | 7703.39 | 6598.728 | 0 | Lab-Ovh
M01-005-023 | Sub,Housing,Peek (Natural),Ceramic J,.325,Guard,5PB50K9K | 19 | 0 | 34.975 | 41.149
LZY713 | Acce,ANISE parts,O-Ring# | 632 | 0 | 0.071 | 0
871FT-3J3D3R | ELEC,FT CT,IND-HI,4",316SS,GFPEEK,ASI150,PT1K | 0 | 7364.28 | 5749.853 | 5930.39 | Lab-Ovh
PH12-1P12Q-EZZ | Elec,pH,12MM,Dome Bulb,PEEK,120MM,VP Conn,EPDM,No Agency Cer | 0 | 447.26 | 394.281 | 0 | Lab-Ovh
876CR-TYCA-7 | CT&RESISTIVITY INTELLIGENT TRANSMITTER | 0 | 251.21 | 101.788 | 129.757 | Lab-Ovh
871CC-A2-349 | ELEC,CONTACTING CT, 3/4NPT,0.1,TI,CELL FA,LUGLESS T,CABLE PE | 0 | 0 | 180.432 | 0 | Lab-Ovh
876PH-TWFN | PH/ORP/ISE INTELLIGENT TRANSMITTER | 0 | 240.41 | 88.542 | 459.797 | Lab-Ovh
875CR-A2C-AC | CT/RESISITVITY ANALYZER,120VAC,PIPE,CSA,STORM DOOR,HART | 0 | 374.95 | 146.266 | 911.297 | Lab-Ovh
871FT4G2B3C3C50 | ELEC,FT CT,871FT-4G2B3C3CP,50FT CABLE LENGTH | 0 | 7550.24 | 6160.31 | 6320.338 | Lab-Ovh
871CC-A2-34910M | Elec,871CC-A2-349, 10M Cable Length | 0 | 448.49 | 200.638 | 0 | Lab-Ovh
871CC-A2-34-15M | Elec,871CC-A2-34,15M Cable Length | 0 | 456.57 | 210.227 | 0 | Lab-Ovh
871CC-A2-39-15M | Elec,871CC-A2-39, 15M Cable Length | 0 | 458.6 | 212.082 | 0 | Lab-Ovh
871CC-D4-34-40 | Elec,871CC-D4-34,40FT Cable Length | 0 | 710.23 | 440.236 | 465.263 | Lab-Ovh
BS811LX-30M | CABLE ASSY,30M | 1 | 0 | 99.954 | 99.876
871PH-3A1A-330M | Elec,871PH-3A1A-3,30M Cable Length | 0 | 576.36 | 336.622 | 322.798 | Lab-Ovh
242102 | Int Ag,0.01"ODx2.76"(70mm)L,Eutech pH Stem,H000G-05-01 | 0 | 0 | 0.101 | 0
47X004500K-SAML | Elec,pH Stem Assy,202"ODx38mm,GX-1,.024"Wall,Eutech Sample | 0 | 6.26 | 0.115 | 0
C2-040-BT | Sub,Cable,BT,C2,40 Feet,Fmale BNC:77020203,Cable:99030517 | 0 | 0 | 26.215 | 22.443 | Lab-Ovh
SI1J1V1C-038-1 | Sub,Stem,pH,GX-1,38mm Length | 3 | 0 | 0.003 | 0
DOL2-0002-M15 | Elec,ODO,ABS,GEN2,V9.10.12#DOL2A-07-01 | 0 | 548.91 | 136.324 | 168.709 | PROX Lab
BS805RA-50 | CABLE ASSY, 50FT | 0 | 0 | 26.341 | 0
00360516 | Raw,Barstock,PCTFE(Kel-F)5/16"(.312")Dia | 0 | 12.6 | 12.6 | 12.6
AS400BB | PLATE MOLDING | 0 | 0 | 40.95 | 40.95
X0173MK | INSERT 4-40 X .180 PRESS-IN INSERT BRAS | 0 | 0 | 0 | 0
AS300BE | COVER R:G | 0 | 0 | 2.26 | 2.26
B0137KD | Raw,Gasket | 0 | 0 | 1.6 | 1.6
B0138RT | Raw,Screw,6-32 X 3/8 PH PN SEMS S/S EXT TLW TE | 0 | 0 | 0.01 | 0.01
450120-0001 | Sub,Handle Body,PVC Grey,Rework#CAV5V-24-01-R | 51 | 0 | 1.152 | 0
BS806XT | Toroid Sensor Assy, HR 3"-4", DN50 & DN80, San. | 0 | 0 | 1441.164 | 0
BS807WC | RTD ASSY | 2 | 0 | 451 | 451
7593A5A1V-1362D | Sub,pH,SJ,2D,12x136mm Length,Refill,1Wick,.202 Int. | 28 | 0 | 0.073 | 0.05
00030041-0001 | Sub,Adapter,OxySense,0.84"ODx3.63"L,DOP1S-04-01 | 0 | 0 | 0.788 | 0.788
00190038-0001 | Sub,CompressCore,Oxy,316SS,1.303"ODx1.13"L,DOP1S-04-05 | 20 | 0 | 238 | 238
001901125-0001 | Sub,CompressCollar,Oxy,316SS Tube,1.315"L,DOP1S-04-06 | 0 | 0 | 4.396 | 4.396
00190126-0001 | Sub,Front Cap,Oxy,316SS,1.496"ODx0.937",DOP1S-04-02 | 20 | 0 | 304 | 304
001900126-0002 | Sub,Main Tube,316SS,1.496"ODx6.38",DOP1S-04-03 | 2 | 0 | 17.273 | 17.273
00190126-0003 | Sub,Cleaning Cap,Oxy,316SS,1.496"ODx0.098"L,DOP1S-04-07 | 20 | 0 | 0.422 | 212
876CR-TXZZ-7M | CT&RESISTIVITY INTELLIGENT TRANSMITTER | 0 | 246.09 | 101.316 | 485.977 | Lab-Ovh
R0138AL | ROD MONEL RD .750" DIA | 18 | 0 | 109.8 | 109.8
0022515 | Acce,Kit,871pH,Bulb,Ryton,Viton,Ta Extractor (BS805MD) | 0 | 239.55 | 82.775 | 68.298 | Lab-Ovh
BS809TV | 1" x 3/4" - NPT threaded 316L SS-Reducing Hex Nipple | 9 | 525 | 140.3 | 140.3
0051197 | Flange 3 IPS | 0 | 1297.81 | 378.021 | 370.802 | Lab-Ovh
871EC-EV3-4 | Elec,CT,Epoxy,316SS,20FT Cable,No LUGS | 0 | 434.29 | 332.832 | 305.145 | Lab-Ovh
875EC-A3F-A | ELECTRODELESS CT ANALYZER,120VAC,SURFACE,FM,STORM DOOR | 0 | 498.7 | 159.745 | 156.432 | Lab-Ovh
871PH-2X1B-3 | ELEC,CPVC,W/PCB,PT100,TI,CERAMIC JCT,PTFE,CABLE PER S.O,PIN | 0 | 511.54 | 230.755 | 0 | Lab-Ovh
875CR-B2C-AC | CT/RESISITVITY ANALYZER,220VAC,PIPE,CSA,STORM DOOR,HART | 0 | 374.96 | 146.277 | 0 | Lab-Ovh
871PH-2X1B-3-50 | Elec,871PH-2X1B-3,50FT Cable Length | 0 | 503.87 | 288.008 | 0 | Lab-Ovh
BS813EZ | HOLDER, UNGUARDED, 316SS | 3 | 0 | 135 | 135
DOP1-2001-OXY | Process ODO,Gen2,Cust SS body w/Logo,RS485 | 0 | 562.38 | 766.362 | 189.748
BS814NV | LABEL, AGENCY, EAC | 0 | 0 | 0.472 | 0
500223-0004 | Sub,COB9 body Remachine,cut to 1.285"L,COB9A-P4-01 | 149 | 0 | 0.806 | 0
871EC-TF7-34 | Elec,CT,FLUOROCARBON,316SS,SLT FLAGE,Cable SO,NoLUG | 0 | 835.63 | 514.503 | 0 | Lab-Ovh
871EC-TF7-34-50 | Elec,871EC-TF7-34, 50FT Cable Length | 0 | 849.66 | 514.503 | 709.985 | Lab-Ovh
D0184AV | PWA, DISPLAY 876 | 194 | 0 | 0 | 0
441133-0001 | Sub,Probe Body,0.475"ODx1.755"L,Red PVC,NOYSV-04-01 | 16 | 0 | 0.572 | 0.572
R1005KK | ROD, 4 3/4" OD, 316 SS | 0 | 0 | 344.8 | 344.8
BS806YM | Toroid Sensor Assy, LR 3"-4", DN50 & DN80, San. | 0 | 0 | 1441.164 | 0
BS807DC | CABLEASSY,PVC,NOLUG,20.5 427 | 0 | 0 | 20.698 | 0
BS807YE | Acce,Kit,O-Ring | 0 | 0 | 6.127 | 0
2800108 | NUT 6-32 HEX M/S S/S | 975 | 0 | 0.08 | 0.08
BS805EV | Raw,Standoff,Hex, SS 6-32 x 5/16 male-male | 224 | 0 | 9.68 | 9.68
BS812NN | M875 FERRITE CORES KIT | 0 | 0 | 3.5 | 0
X0124FR | Raw,Screw,Machine | 17 | 0 | 1.29 | 1.29
EP999AK | CAP RED VINYL. 1"X.25 491 | 0 | 0 | 0.04 | 0.04
BS807PT | CAP ASSY | 0 | 0 | 78.745 | 0 | Lab-Ovh
BS807RX | ELECTRODE KIT | 0 | 0 | 0.555 | 0 | Lab-Ovh
XS004DX | DISC,POLISHING 339 | 0 | 0 | 0.67 | 0.67
BS807PL | BLEED TUBE CAP | 0 | 0 | 0 | 0
X0145CL | Raw,O-Ring,Silicone 2-019 477 | 10 | 0 | 3.537 | 3.537
X0176CF | VALVE REPLACEMENT HANDLE | 0 | 0 | 2.08 | 2.08
MI611-203 | 871DO FILL INSTRUCTIONS | 0 | 0 | 6.47 | 0
X0178LX | NUT LOCKING | 10 | 0 | 5.52 | 5.52
X0201JD | Raw,Standoff 6-32 female-female | 100 | 0 | 0 | 17.5
450345-0003 | Sub,B9 Body Remachined,internal step 0.33"Deep,FLB9A-14-01 | 25 | 0 | 1.427 | 0.971
450375-0004 | Sub,ISE Fluoride Base,Remachined,0.42"ODx0.6"L,FLB9A-14-02 | 16 | 0 | 21.904 | 26.713
450362-0005 | Sub,B9 FL Base Ext,0.345"ODx3.12"L,Blk ABS,FLB9A-14-03 | 27 | 0 | 0.269 | 0.236
413006-140 | Sub,Cut,Lime GL tube,3.15mm(.124")ODx.46mm(.018")Wallx5.5"L | 0 | 0 | 0.036 | 0
BS811QP | ADAPTER, TRICLAMP SANITARY (871EC) OD 4.685", L=1.550" | 0 | 0 | 57.409 | 0
00030041 | Raw,1/2" Grey PVC Pipe, Sch 120. RoHS 3 | 75 | 0 | 2.29 | 2.29
00020058 | TubeFitting,StraightAdpter,4mmTbeOD, M5x0.8mmPipe,NicklPlats | 10 | 0 | 1.44 | 1.44
00400244 | Film Polyurethane Rubber Tubing, 2.4mmIDx4mmOD, Blue, RoHS 3 | 25 | 0 | 0.3 | 0.3
111017 | Raw,O-Ring 017, Buna-N Shore 70A | 100 | 0 | 0.0105 | 0.0105
111032X15 | Raw,O-Ring,32X1.5mm, Buna-N Shore 70A | 100 | 0 | 0.099 | 0.1
66032021 | CABLE GLAND 6-13MM M20 POLYAMIDE ; WISKA: 10066125 | 10 | 0 | 1.352 | 1.35
00030042 | Push-to-Connect fitting with Shut-Off for Air, Polybutylene3 | 10 | 0 | 5.04 | 5.04
00020059 | Plug for 4mm Stem OD for Tube Fitting Polybutylene, RoHS3 | 10 | 0 | 0.82 | 0.82
15000310 | Raw,Screw,Slotted Head Partially Threaded, M3x10mm RoHS | 25 | 0 | 0.5144 | 0.5144
77020111 | Self-Adhes,1mm Neoprene,Oxy,Core Gasket,1.27"OD,DOP1S-09-01 | 50 | 0 | 8.5 | 8.5
15000305 | Raw,Screw,Hex,Flat Head, 90 Deg Countersink, M3x0.5mmx6mmL | 100 | 0 | 0.1832 | 0
001900126 | Raw,316 SS tube, 1.5"OD x 1.26"ID,Seamless | 5 | 0 | 29.25 | 29.25
001901125 | Raw,316 SS tube, 1.5"OD x 1.125"ID | 18 | 0 | 36 | 36
871PH-3A1A330MX | 871PH-3A1A-3,30M,with BS805PU custom aux spec | 0 | 885.62 | 416.104 | 0 | Lab-Ovh
871FT-1H1A1T-3C | ELEC,FT CT,3A SANI-HI,3",PEEK,TRI-CLAMP,PT100,100FT,CAL | 0 | 6021.4 | 6685.223 | 0 | Lab-Ovh
871FT-4G2B3C3CP | ELEC,FT CT,IND-LOW,2",HAST,PVDF,ASI150,CABLE PER SO,CAL CAB, | 0 | 5619.49 | 6214.279 | 0 | Lab-Ovh
871PH-1F3A-4 | Elec,pH,Ryton,Flat Bulb,w/PCB,316ss,Ceramic jct,20ft Cable,n | 0 | 518.87 | 265.942 | 320.024 | Lab-Ovh
873PH-AIZFNZ-7 | PH ANALYZER,120VAC,4-20MA,METAL MV SURFACE,FMN,STORM DOOR | 0 | 432.37 | 265.229 | 596.419 | Lab-Ovh
875PH-D1D-A | PH/ORP/ISE ANALYZER,240VDC,PANEL,IEC,STORM DOOR | 0 | 451.96 | 140.234 | 0 | Lab-Ovh
875CR-A2C-A | CT/RESISITVITY ANALYZER,120VAC,PIPE,CSA,STORM DOOR | 0 | 286.78 | 0 | 0
M01-015-047 | Sub,Epoxy,Blue,12mmODx.400"IDx120mm Length,Refill | 0 | 0 | 2.4 | 1.27
BS805RA-15M | CABLE ASSY, 15M | 0 | 0 | 26.341 | 0
01351-S-15M | CABLE ASSY, 15M | 0 | 0 | 28.797 | 28.24 | Lab-Ovh
B4022JL | PWS, 870PH | 0 | 0 | 99.28 | 0
XS004KM | LABEL BLANK | 0 | 0 | 0.01 | 0.01
871CC-A4-34 | ELEC,CONTACTING CT,THREADED BUSHING3/4NPT,CARBON, K=10,CABLE | 0 | 389.97 | 137.069 | 0 | Lab-Ovh
871EC-SP0-3-50 | Elec,871EC-SP0-3,50FT Cable Length | 0 | 303.1 | 268.887 | 268.887 | Lab-Ovh
871CC-A4-34-10M | Elec,871CC-A4-34,10M Cable Length | 0 | 408.25 | 157.275 | 0 | Lab-Ovh
00190126-0002 | Sub,Cable End,Oxy,316SS,1.496"ODx1.732"L,DOP1S-04-04 | 0 | 0 | 7.45 | 0
LZY671-KITSERCE | LZY671-KIT Service | 0 | 0 | 0.5 | 0.5
330006 | Raw,Cap,lab,BLK,0.375"ID (9.5mm) ROHS2 | 0 | 0.1 | 0.01 | 0.01
443026-0002 | Sub,Body,Epoxy Tube,Blue,0.25"ODx5.52"L,2 Slots,H07CT-04-01 | 16 | 0 | 1.675 | 0
443001-0001 | Sub,Extension Tube,Epoxy,Blk,0.135"ODx0.11"IDx5.35"L,H07CT-2 | 7 | 0 | 5.01 | 4.514
449008-0014 | Sub,Cap Adapter,ABS,Blk,0.372"ODx0.350"L,H07CT-04-03 | 17 | 0 | 0.023 | 0
S0112NW | 3" LTC-F0109VT FLANGE | 244 | 0 | 0.86 | 0.86
BS807EY | INSULATOR, 4”,GF PEEK | 2 | 0 | 910 | 910
00110125 | Raw,Barstock,Kynar Black 1/8"(.125") Diameter | 0 | 0 | 29.8 | 29.8
871PH-1P1B-3 | Elec,pH,Ryton,Bulb,PT100,TI,Ceramic jct,PTfe,Cable per s.o | 0 | 421.2 | 232.665 | 0 | Lab-Ovh
871A-2D-3-15M | Elec,871A-2D-3, 15M Cable Length | 0 | 324.96 | 152.972 | 170.336 | Lab-Ovh
871PH-1P1B-3-26 | Elec,871PH-1P1B-3, 26FT Cable Length | 0 | 507.28 | 263.078 | 248.412 | Lab-Ovh
44001015 | PNS,Bag,Ziplock Clear 10"x 15" | 0 | 0 | 0 | 0
15380456 | MRO,Mixer Tip,5.3/24 Bayonet Style | 920 | 0.98 | 0.98 | 0.98
871CR-B2T4B1A1S | CT R-SENSOR,0.1,PVDF,TI,4" INS,3/4"NPT,PT1K,20FT,#6,NIST | 0 | 692.63 | 665.693 | 0 | Lab-Ovh
871PH-4R1B-QT | Elec,ORP,CPVC,PT,W/PCB,TI,CERAMIC JCT,PTFE,VP,TEFLON | 0 | 695.21 | 404.835 | 343.366 | Lab-Ovh
PH10-3N2Q-CFN | Elec,Dolphin,PH,FLAT BULB,PT1000,VP CONN,CHEM,FM | 0 | 394.72 | 204.938 | 191.433 | Lab-Ovh
875PH-A2C-AC | PH/ORP/ISE ANALYZER,120VAC,PIPE,CSA,STORM DOOR,HART | 0 | 458.31 | 157.334 | 794.426 | Lab-Ovh
BS810AP | RTD ASSY | 0 | 453.86 | 118.99 | 103.999 | Lab-Ovh
BS810AS | Reference wire | 0 | 15.1 | 4.397 | 0.595 | Lab-Ovh
SI1I5Q1A-059-5F | Sub,TBIL style stem, pH, X5F,59MM lengh | 8 | 0 | 1.727 | 1.727 | Lab-Ovh
M09-044-002 | Sub,Insert,18.5mm Nickel Plated Brass Flange | 119 | 0 | 3.062 | 1.514 | Lab-Ovh
M03-012-001 | Sub,Shell,S8 connector,Red,fit Insert M09-044-002 | 623 | 0 | 11.943 | 5.95 | Lab-Ovh
BS808FY | CAN, TOROID DN50,DN80 | 4 | 654.5 | 187 | 187
BS807TW | SPACER-SHIELD 4" 2260 | 16 | 0 | 51 | 51
BS807QR | CAN TORROID 3" 2415 | 0 | 0 | 224 | 224
BS807LG | INDUCTOR, LR, 30T, 3" | 0 | 0 | 284.715 | 0
XS004GQ | CORE,TORROID 3" 112,2382 | 26 | 0 | 225.5 | 225.5
D0202QT | RTD, Sanitary 2", 100ohms, no 3-A marking | 12 | 0 | 505 | 505
RRPEAGCL2 | Elec,Ref,Glass,0.135"ODX2"L,SJ,F0PI-0002#F0PIG-X00-S0X-X000X | 5 | 22.76 | 13.184 | 12.742 | Lab-Ovh
T025-0049 | Elec,TC,316SS,100 OHM,#T025I-X01-X0X-S004EE | 0 | 0 | 29.674 | 0
RCAB-MODULE | Elec,Residual chlorine Module,PVDF Mem,RCAB-670X-SEMI | 0 | 255 | 122.334 | 84.457 | Lab-Ovh
X0175NR | Wire Ferrule, Single Wire, 22 AWG, 0.34 mm², 8 mm, Turquoise | 493 | 0 | 0.075 | 0.08
411017-046 | Sub,Cut,glass tubing,2.4mm(.095")ODx1.81"L | 0 | 0 | 0.001 | 0
4447226 | Raw,Cust,Sol Ammonia Elec,fill,50ml,HACH label#4447226 | 0 | 0 | 0 | 0
300-D-M-NB | Acce,Membrane Cap Kit,ODO, BLK PVC,for HORIBA#3200824864 | 0 | 41.45 | 8.513 | 8.694 | Lab-Ovh
XP002KL | WIRE ORANGE TFE 20AWG 65 | 199 | 0 | 0.395 | 0.395
871FT-4E2D3T9CV | ELEC,FT CT,IND-LOW,1",HAST,PEEK,FL ANSI150,PT100,PTFE CAL CA | 0 | 5318.4 | 4811.33 | 4495.425 | Lab-Ovh
871EC-SP0-7V | Elec,CT,Small Bore PEEK,100K,20FT,MALE Conn,VT | 0 | 276.16 | 159.714 | 159.714 | Lab-Ovh
871EC-PP0-7K | Elec,CT,Small Bore PP,PT100,20FT,MALE Conn,KALREZ | 0 | 273.58 | 161.175 | 0 | Lab-Ovh
N0249LB | HOOK-UP WIRE XLPE AWG 18 RED | 599.5 | 0 | 0.15 | 0.15
871EC-LB0-3-6M | Elec,871EC-LB0-3, 6M Cable Length | 0 | 391.58 | 387.121 | 400.002 | Lab-Ovh
871EC-LB0-3-25 | Elec,871EC-LB0-3, 25FT CABLE LENGTH | 0 | 398.07 | 395.829 | 0 | Lab-Ovh
871EC-SP0-3-18M | Elec,871EC-SP0-3,18M Cable Length | 4 | 316.61 | 284.981 | 214.555 | Lab-Ovh
X0115BR | Raw,Terminal-16-22AWG | 100 | 0 | 0.26 | 0.26
BS808MQ | CELL INSERT ASY | 0 | 0 | 304.574 | 0
RF0CR3-60 | Solu,Residual Chlorine RC68 Internal Fill Gel, 60mL | 0 | 0 | 2.104 | 0 | Lab-Ovh
BS811LX-26 | CABLE ASSY, 26FT | 0 | 0 | 27.671 | 0
450362-0006 | Sub,Tube,BlkABS,Machine to fit MemBaseSleeve#NHGBZ-S4-03-R | 0 | 0 | 0.269 | 0
PA150-N*ECB2-00 | Raw,Ceramat WA 150 Retract Fitting w_Ceramic Sealing (Knick) | 0 | 0 | 6826 | 6826
441130-0027 | Sub,Tube Extension,0.26"ODx1.27"L,Blk PVC Rod#NHGBZ-S4-06 | 0 | 0 | 0.24 | 0
4400C | Analyzer,Knick Transmitter, Protos II,4400 Series | 0 | 0 | 2533 | 2533
411014-070 | Sub,Cut,Lead Glass,3mm(0.115") ODx0.028"wallx2.76"L | 0 | 0 | 0 | 0
411026-185 | Sub,Cut, Lead Free Glass, 0.157"OD x 7.26"L | 0 | 0 | 0 | 0
411017-190 | Sub,Cut,glass tubing,2.4mm(.095")ODx7.46"L | 0 | 0 | 0.001 | 0
E41M016 | Elec,ISE Sulfide mono,solid state#SS15L-S00-X0X-X000SS | 0 | 0 | 9.626 | 0
MD0004-5 | Acce,Polishing Lapping sheets(6A0207),5/pk,for RC67&68 | 0 | 5 | 0.006 | 0
HS010CA | PEEK BAR EXTRUDED 2216 30% Glass-Filled | 78 | 0 | 245.81 | 245.81
R1004JZ | PIPE 316L .500 SCHED 40 | 59 | 0 | 21.25 | 21.25
1107 | INDUCTOR, EV SENSOR | 0 | 0 | 51.171 | 33.7
M01-036-046 | Sub,Epoxy,Black,12mmODx.400"IDx4.144" Length,Refill | 114 | 0 | 1.607 | 0
AREFA8F-116 | Sub,Mono,Reference,Fisher,116mm Length,w/o Ag wire | 41 | 0 | 2.078 | 2.078 | Lab-Ovh
SI1Q1V2L-100 | Sub,pH,DJ,100mm length,0.28"OD | 0 | 0 | 1.78 | 0.011 | Lab-Ovh
414010-085 | Sub,Cut Lead Free Glass, 7.87mm (0.310") OD x 3.3"L | 0 | 0 | 0.006 | 0
871CC-L24EP125A | 871CC-L2-4 with EP125A aux spec | 32 | 715.14 | 435.476 | 448.151 | Lab-Ovh
876PH-SYDA-7 | PH/ORP/ISE INTELLIGENT TRANSMITTER | 0 | 265.93 | 109.556 | 493.805 | Lab-Ovh
873EC-JIYFGZ-7 | ELECTRODELESS CT ANALYZER | 0 | 255.85 | 87.352 | 597.246 | Lab-Ovh
C3254ST.1 | Elec,Cond,Toroidal,1.5"CPVC,0-10mS=4-20mA,20ft,2-wire cable | 0 | 376.64 | 161.503 | 0
KT61-SEMI | Elec,Potassium Inner Tube,PVCM,SL0081#KT61V-P00-X0X-G01XX | 1 | 58.74 | 17.329 | 1.114 | PROX Lab
FL12-SEMI | Elec,ISE,Epoxy Clear,Fluoride disc,DJ#FL12Q-F00-Z0X-X000XX | 4 | 124.56 | 84.071 | 93.415 | PROX Lab
ELH-153 | Elec,Cond,K=1.0,Graphite,12x110mm Blk Epoxy,PT100,3F,Tinned. | 1 | 43.57 | 26.122 | 5.033 | PROX Lab
001900317 | Raw,SS 1/2" SCH80 pipe,316SS, | 35 | 0 | 6.77 | 6.77
BS805YW-18M | Assy-Cable Assembly, 18M | 0 | 0 | 214.678 | 0
X0201DT | Raw,O-Ring,#2-153 CHEMRAZ COMPOUND 505 | 8 | 0 | 84.84 | 84.84
X0201DU | Raw,O-Ring,#2-154 CHEMRAZ COMPOUND 505 | 8 | 0 | 90.17 | 90.17
BS807YN | Acce,Kit,O-Ring | 0 | 0 | 116.983 | 0
BS807YR | Acce,Kit,O-Ring | 0 | 0 | 389.066 | 0
BS807YL | Acce,Kit,O-Ring | 0 | 0 | 8.714 | 0
S-AS100AC-01 | Sub,FOXBORO AS100AC/D/E/F, Red Kynar Body with Tip | 6 | 0 | 49.889 | 0
4450126 | PNS,HACH 50 ML Fluoride Electrode Filling Sol.- 4450126 | 2 | 0 | 0 | 0
H011-8006 | Elec,pH,Glass,ASGVIII,DJ#H011G-L00-D0X-S000NA | 0 | 115.72 | 6.167 | 0
H011-7010 | Elec,pH,Glass,ASGVIII,DJ#H011G-L00-D0X-S010TX | 0 | 60.17 | 3.82 | 0
15380201 | MRO,Needle,Pink Plastic,Tapered,TT-Series 50/Box | 250 | 0.502 | 0.608 | 0
15380414 | MRO,Syringe,Plastic,1ml,LS Syringe | 0 | 0 | 0.3732 | 0.3732
871FT3E3D4C3CPF | ELEC,FT CT,871FT-3E3D4C-3CPFN,1FT CABLE LENGTH | 0 | 2903.67 | 2494.013 | 2338.932 | Lab-Ovh
PH10-1P2A-3 | Elec,Dolphin,PH,DOME BULB,W/PCB,PT1000,30FT CABLE,PIN LUGS | 0 | 289.25 | 137.378 | 125.18 | Lab-Ovh
PH10-3S2S-ECN | Elec,Dolphin,PH,FLAT BULB,W/SMPCB,PT1K,S CONN,CHEMRAZ,FMAEx | 0 | 332.15 | 189.45 | 177.363 | Lab-Ovh
875EC-A2C-C | ELECTRODELESS CT ANALYZER,120VAC,PANEL,CSA,HART | 0 | 500.65 | 160.229 | 0 | Lab-Ovh
871CC-F4-3 | ELEC,CONTACTING CT,BUSHING 3/4NPT w/1/2NPTCONN,K=10,CABLE SO | 0 | 505.47 | 202.972 | 0 | Lab-Ovh
876EC-TXFA-7 | ELECTRODELESS CT INTELLIGENT TRANSMITTER | 0 | 241.53 | 95.592 | 95.592 | Lab-Ovh
876PH-TXAA | PH/ORP/ISE INTELLIGENT TRANSMITTER | 0 | 238.61 | 85.872 | 457.704 | Lab-Ovh
876PH-TWAA-7 | PH/ORP/ISE INTELLIGENT TRANSMITTER | 0 | 243.7 | 93.463 | 89.609 | Lab-Ovh
871EC-BW0-3-30 | Elec,871EC-BW0-3,30FT Cable Length | 0 | 628.02 | 608.216 | 483.308 | Lab-Ovh
871CC-F4-3-20 | Elec,871CC-F4-3,20FT Cable Length | 0 | 518.69 | 218.226 | 0 | Lab-Ovh
PH12-3P12Q-MZZ | Elec,pH,12MM,FT Bulb,PEEK,120MM,PT1K,VP,MANUAL,No Agency Cer | 0 | 489.11 | 435.757 | 0 | Lab-Ovh
871FT-1H1A1T-3 | ELEC,FT CT,IND-HI,3",PEEK,TRI-CLAMP,PT100,CABLE PER SO | 0 | 6013.21 | 6622.086 | 0 | Lab-Ovh
871FT1H1A1T3100 | ELEC,FT CT,871FT-1H1A1T-3,100FT CABLE LENGTH | 0 | 7727.77 | 6622.775 | 0 | Lab-Ovh
875EC-C1C-C | ELECTRODELESS CT ANALYZER,240VAC,PANEL,CSA,HART | 0 | 476.2 | 130.507 | 557.359 | Lab-Ovh
871PH-2D1A | Elec,ORP,CPVC,PT,W/PCB,TI,CERAMIC JCT,RYTON | 0 | 518.93 | 339.615 | 0 | Lab-Ovh
BS809TK | EXTENSTION CABLE,80FT | 0 | 285.14 | 81.658 | 0 | Lab-Ovh
BS807CX-1FT | CABLE ASSY, PVC, LUGGED, 1FT | 0 | 0 | 8.911 | 0
BS807CX-100FT | CABLE ASSY, PVC, LUGGED, 100FT | 0 | 0 | 97.922 | 97.412
871CC-A2-9 | ELEC,CONTACTING CT, 3/4NPT,0.1,TI,CELL FACTOR | 0 | 394.85 | 186.821 | 155.312 | Lab-Ovh
873EC-BIPFGZ-7 | ELECTRODELESS CT ANALYZER | 1 | 329.92 | 153.444 | 153.444 | Lab-Ovh
871EC-LB0-3V | Elec,CT,LG Bore PEEK,100K,Cable PER S.O,LUGS,VT | 0 | 371.33 | 351.047 | 0 | Lab-Ovh
873EC-BIPFGZ | ELECTRODELESS CT ANALYZER | 0 | 313.14 | 137.688 | 0 | Lab-Ovh
871EC-LB0-3V-50 | Elec,871EC-LB0-3V,50FT Cable Length | 0 | 430.7 | 498.049 | 505.396 | Lab-Ovh
M06-018-010 | Sub,Fitting,Hast-C,1"NPT x 0.765"ID,2 O-Ring,MK7S41313310163 | 0 | 0 | 676.053 | 20.824 | Lab-Ovh
SI1F11H-007 | Sub,stem,Cathode,0.04"Pt wire,0.135"x0.25"L,#DH12A-01-01 | 0 | 0 | 7.596 | 0
500225-0001 | Sub,Cathode Body,internal step 0.135"IDx0.5"Dp#DH12A-04-06 | 0 | 0 | 0.078 | 0
R0HK-SEMI | Elec,ORP,0.1"Pt Disc,0.095"ODx0.6"L,Sealed,3"Red wire. | 0 | 40.52 | 19.613 | 18.441 | PROX Lab
3KXA843503U0100 | Solu,Residual Chlorine RC67 Internal Fill Gel, 60mL | 0 | 18.38 | 1.62 | 1.689 | Lab-Ovh
16000001 | MRO,Prod,Tool,Pad Holder | 0 | 52 | 52 | 52

## Calculator
Product Part # | CCDATTJB34SS0 | <-- Manual Input
Return Type (Credit / Scrap / Replacement / Repair) | Scrap | <-- Select From Drop Down List
Selling Price ($) | 406.35 | <-- Formula
STD Cost | 171.555 | <-- Formula
Number of items | 15 | <-- Manual Input
Outbound Shipping ($) | 5 | <-- Formula
Return Shipping ($) | 10 | <-- Formula
Replacement Shipping ($) | 15 | <-- Formula
Admin Time (hrs) | 0.5
Admin Rate ($/hr) | 40
Admin Cost | 20 | <-- Formula
QC Time (hrs) | 0.35 | <-- Formula
QC Rate ($/hr) | 30 | <-- Formula
QC Cost | 10.5 | <-- Formula
Repair Labor Time (hrs) | 1
Repair Rate ($/hr) | 35
Repair Material Cost ($) | 5 | <-- Formula
Credit with Return (Good product) | 20 | <-- Formula
Credit Only (No Return, Scrap at Customer) | 20 | <-- Formula
If Scrap after return | 2975.825 | <-- Formula
Replacement (if return product is bad) | 20 | <-- Formula
Repair (IDF / RMA) | 20 | <-- Formula
If Credit with (scrap on the ALPHA site) | 20 | <-- Formula
Ship labels only | 20 | <-- Formula
Ship Box and Labels Only | 20 | <-- Formula
REPLACEMENT (RETURNED PRODUCT IS GOOD & RESELLABLE) | 20 | <-- Formula
Non-Warranty Claim | 20 | <-- Formula
Missing Shipment | 20 | <-- Formula

## Drop Down List
Credit
Scrap
Replacement
Repair
Ship labels only
Non-Warranty Claim
Missing Shipment
Ship Box and Labels Only